## Data (hidden)
Completed | ТУ | Тип арматуры по ТУ | Категория сейсмостойкости | Группа по ПНАЭГ | Масса | Марка (Модель) | Примечание | Класс безопасности | Назначение по ОПБ | Материал | Описание | Criteria | Организация разработчик | Наименование документа | Ревизия | Класс и группа по НП 068-05 | Условный диаметр | Рабочее давление | Максимальная температура раб среды | Расчетное давление | Расчетная температура | Рабочая среда | Альтернативная Рабочая среда | АРМ Тип привода | Способ управления | Время срабатывания | АРМ мощность привода | Номинальный ток электропривода | РЕГ Макс массовый расход при dP мин | Макс объемный расход при dP мин | dP мин | мин массовый расход при dP Макс | мин объемный расход при dP Макс | dP Макс | Характеристика | Пропускная способность | Точность регулирования | РЕГ давление полного открытия | давление закрытия | давление настройки | Противодавление | Давл полн открытия от механизир привода | Давл закрытия от механизир привода | массовый расход | объемный расход | КОНД Макс масс расход при dPмин | dPмин | Категория обеспечения качества | Соответствие ОТТ 1.3.3.99.0141-2012 | Единицы измерения | Помещение | Тип присоединения | Марка РД | Desc. | Тип арматуры по ТУ | Масса | ТУ | Материал | Класс и группа по НП 068-05 | Условный диаметр | Расчетное давление | Расчетная температура | АРМ Тип привода | Способ управления | Время срабатывания | АРМ мощность привода | Номинальный ток электропривода | мин объемный расход при dP Макс | Характеристика | Пропускная способность | Противодавление | массовый расход | объемный расход | Тип присоединения | ТУ | Specifcation Row Number (Detailed Design)
20NDA50AA502 | ТУ 3712-005-55377430-01 | Кран шаровый | III | - | 6 kg | КШ-050-2,5-Св-РУ-III-У1-0 |  | 4 | Н | Угл | Кран шаровый | KUR.0130.00USY.0.TK.TB0048.S0002-MPA0001 | АО "Атомэнергопроект" НИАЭП | Спецификация оборудования, изделий и материалов (арматура) | C01 | - | 50 | 2.1 MPag | 150 C | 2.5 MPag | 190 C | Сетевая вода |  |  | Ручной привод | [22 empty] | QA4 |  |  |  | Под приварку | [23 empty] | 1
20NDB10AA504 | ТУ 3712-005-55377430-01 | Кран шаровый | III | - | 6 kg | КШ-050-2,5-Св-РУ-III-У1-0 |  | 4 | Н | Угл | Кран шаровый | KUR.0130.00USY.0.TK.TB0048.S0002-MPA0001 | АО "Атомэнергопроект" НИАЭП | Спецификация оборудования, изделий и материалов (арматура) | C01 | - | 50 | 2.1 MPag | 150 C | 2.5 MPag | 190 C | Сетевая вода |  |  | Ручной привод | [22 empty] | QA4 |  |  |  | Под приварку | [23 empty] | 2

## CommonList
Спецификация оборудования, изделий и материалов (арматура)
Код KKS | Наименование и техническая характеристика | Тип, марка, ТУ | Материал корпуса | Классификация по НП-068-05 | Соответствие требованиям ПНСТ-166-2016 | Классификационное обозначение трубопровода по НП-001-15 | Группа трубопровода по НП-089-15 | Категория сейсмостойкости трубопровода по НП-031-01 | Категория обеспечения качества | Масса, кг | Помещение | Примечание
20NDA50AA502 | 1 Кран шаровый; DN 50; P расч.=2.5 MPag; Т расч.=190 C; Раб. среда: Сетевая вода; Способ управления: Ручной привод; Тип присоединения: Под приварку | КШ-050-2,5-Св-РУ-III-У1-0; ТУ 3712-005-55377430-01 | Угл | - |  | 4Н | - | III | QA4 | 6 |  | P раб.=2.1 MPag; Т раб.=150 C;
20NDB10AA504 | 2 Кран шаровый; DN 50; P расч.=2.5 MPag; Т расч.=190 C; Раб. среда: Сетевая вода; Способ управления: Ручной привод; Тип присоединения: Под приварку | КШ-050-2,5-Св-РУ-III-У1-0; ТУ 3712-005-55377430-01 | Угл | - |  | 4Н | - | III | QA4 | 6 |  | P раб.=2.1 MPag; Т раб.=150 C;
| Всего по спецификации: | [8 empty] | 12

## Sheet2 (hidden)
Код KKS | ТУ | Тип арматуры по ТУ | Категория сейсмостойкости | Группа по ПНАЭГ | Масса | Марка | Примечание | Класс безопасности | Назначение по ОПБ | Материал | Описание | Criteria | Организация разработчик Спецификации | Наименование документа | Ревизия | Класс и группа по НП 068-05 | Условный диаметр | Рабочее давление | Максимальная температура раб среды | Расчетное давление | Расчетная температура раб среды | Рабочая среда | Альтернативная рабочая среда | АРМ Тип привода | Способ управления | Время срабатывания | АРМ мощность привода | Номинальный ток электропривода | РЕГ Макс массовый расход при dP мин | Макс объемный расход при dP мин | dP мин | Мин массовый расход при dP макс | Мин объемный расход при dP макс | dP макс | Характеристика | Пропускная способность | Точность регулирования | РЕГ Давление полного открытия | Давление закрытия | Давление настройки | Противодавление | Давл полн открытия от механизир привода | Давл закрытия от механизир привода | Массовый расход | Объемный расход | КОНД Макс масс расход при dPмин | dPмин | Категория обеспечения качества | Соответствие ОТТ 1.3.3.99.0141-2012 | ед изм | Помещение | Тип присоединения | Марка (Модель) (по связи TagModelRD) | Desc. | Тип арматуры по ТУ (по связи TagModelRD) | Масса (по связи TagModelRD) | ТУ (по связи TagModelRD)-свойство марки | Материал (по связи TagModelRD) | Класс и группа по НП 068-05 (по связи TagModelRD) | Условный диаметр (по связи TagModelRD) | Расчетное давление (по связи TagModelRD) | Расчетная температура (по связи TagModelRD) | АРМ Тип привода (по связи TagModelRD) | Способ управления (по связи TagModelRD) | Время срабатывания (по связи TagModelRD) | АРМ мощность привода (по связи TagModelRD) | Номинальный ток электропривода (по связи TagModelRD) | мин объемный расход при dP Макс (по связи TagModelRD) | Характеристика (по связи TagModelRD) | Пропускная способность (по связи TagModelRD) | Противодавление (по связи TagModelRD) | массовый расход (по связи TagModelRD) | объемный расход (по связи TagModelRD) | Тип присоединения (по связи TagModelRD) | ТУ (по связи TagModelRD)-связь марки | Specifcation Row Number | End
1 | 3 | 2 | 9 | 8 | 11 | 3 | 13 | 7 | 7 | 4 | 0 | 0 | 0 | 0 | 0 | 5 | 2 | 13 | 13 | 2 | 2 | 2 | 2 | 0 | 2 | 2 | 2 | 2 | 2 | 2 | 2 | 2 | 2 | 2 | 2 | 2 | 2 | 2 | 2 | 2 | 2 | 2 | 2 | 2 | 2 | 2 | 2 | 10 | 6 | 0 | 12 | 2 | 3 | 0 | 0 | 11 | 3 | 4 | 5 | 2 | 2 | 2 | 0 | 2 | 2 | 2 | 2 | 2 | 2 | 2 | 2 | 2 | 2 | 2 | 0 | 0 | -1
[17 empty] | DN | P раб.= | Т раб.= | P расч.= | Т расч.= | Раб. среда: | Альт. среда: |  | Способ управления: | t сраб.= | N nom.= | I nom.= | G max.= | G max.= | при dP min.= | G min.= | G min.= | при dP max.= | Характеристика: | Kv= | Точность регулирования: | P полн.откр.= | P закр.= | P настр.= | Противодавление: | От механизированного привода Pполн.откр= | От механизированного привода: Pзакр.= | G= | G= | G max.= | при dP min.= |  |  |  |  | Тип присоединения: | [7 empty] | DN | P расч.= | Т расч.= |  | Способ управления: | t сраб.= | N nom.= | I nom.= | G min.= | Характеристика: | Kv= | Противодавление: | G= | G= | Тип присоединения:
| ; | ; |  |  |  | ; |  |  |  |  | ; | [5 empty] | ; | ; | ; | ; | ; | ; | ; |  | ; | ; | ; | ; | ; | ; | ; | ; | ; | ; | ; | ; | ; | ; | ; | ; | ; | ; | ; | ; | ; | ; | ; |  |  |  |  | ; | ; |  | ; |  |  |  |  | ; | ; | ; |  | ; | ; | ; | ; | ; | ; | ; | ; | ; | ; | ;
[5 empty] | MassUoM | [50 empty] | MassUoM
[5 empty] | kg | [50 empty] | kg
[5 empty] | 3 | [50 empty] | 3
Criteria | Организация разработчик | Ревизия
KUR.0130.00USY.0.TK.TB0048.S0002-MPA0001 | АО "Атомэнергопроект" НИАЭП | C01
Всего по спецификации:
Подготовить данные
Подготовить данные для Блока 2

## UOM (hidden)
OBJUID | OBJNAME | A | B | SI
DiffTempUoM | C | 1 | 0 | K
DiffTempUoM | F | 1.8 | 0 | K
DiffTempUoM | K | 1 | 0 | K
DiffTempUoM | Ra | 1.8 | 0 | K
ReactiveLoadUoM | VAR | 1 | 0 | VAR
ReactiveLoadUoM | MVAR | 0.000001 | 0 | VAR
ReactiveLoadUoM | kVAR | .001 | 0 | VAR
PulsePerVolumeUoM | pulse/m^3 | 1 | 0 | pulse/m^3
AnyUoM | (unitless) | 1 | 0 | (unitless)
AnyUoM | P | 10 | 0 | (unitless)
AnyUoM | cP | 1000 | 0 | (unitless)
AnyUoM | lb/(ft-h) | 2.419088E+03 | 0 | (unitless)
AnyUoM | lb/(ft-s) | 6.719689E-01 | 0 | (unitless)
AnyUoM | lbf-s/ft^2 | 2.088543E-02 | 0 | (unitless)
AnyUoM | lbf-s/in^2 | 1.45037737730209215148407201699e-4 | 0 | (unitless)
AnyUoM | slug/(ft-s) | 2.088543E-02 | 0 | (unitless)
AnyUoM | Pa-s | 1 | 0 | (unitless)
AnyUoM | in/s^2 | 3.937007874015748031496062992126E+01 | 0 | (unitless)
AnyUoM | mm/s^2 | 1000 | 0 | (unitless)
AnyUoM | rad | 1 | 0 | (unitless)
AnyUoM | deg | 57.295779513082320874293070516404 | 0 | (unitless)
AnyUoM | rpm | 9.5492965855137201475392930582961 | 0 | (unitless)
AnyUoM | mm^2 | 1000000 | 0 | (unitless)
AnyUoM | cm^2 | 10000 | 0 | (unitless)
AnyUoM | m^2 | 1 | 0 | (unitless)
AnyUoM | km^2 | 0.000001 | 0 | (unitless)
AnyUoM | in^2 | 1.5500031000062000124000248000496E+03 | 0 | (unitless)
AnyUoM | ft^2_US | 1.07639104167097223083335055559E+01 | 0 | (unitless)
AnyUoM | yd^2 | 1.1959900463010802564815006173222 | 0 | (unitless)
AnyUoM | mi^2_int | 3.861021585424E-07 | 0 | (unitless)
AnyUoM | mi^2 | 3.8610098e-7 | 0 | (unitless)
AnyUoM | Btu_IT/(ft^2-h-degF) | 1.761102E-01 | 0 | (unitless)
AnyUoM | /deg C | 1 | 0 | (unitless)
AnyUoM | /deg F | 0.55555555555555555555555555555556 | 0 | (unitless)
AnyUoM | wt% | 100 | 0 | (unitless)
AnyUoM | ppm | 1000000 | 0 | (unitless)
AnyUoM | vol% | 100 | 0 | (unitless)
AnyUoM | ppmv | 1000000 | 0 | (unitless)
AnyUoM | mg/m^3 | 1000000 | 0 | (unitless)
AnyUoM | kg/m^3 | 1 | 0 | (unitless)
AnyUoM | g/cm^3 | 0.001 | 0 | (unitless)
AnyUoM | mg/L | 1000 | 0 | (unitless)
AnyUoM | g/ml^3 | 0.001 | 0 | (unitless)
AnyUoM | kg/L | 0.001 | 0 | (unitless)
AnyUoM | oz_av/gal_Imp | 1.603586E-01 | 0 | (unitless)
AnyUoM | oz_av/gal_US | 1.335265E-01 | 0 | (unitless)
AnyUoM | oz_av/in^3 | 5.780367E-04 | 0 | (unitless)
AnyUoM | lbm/in^3 | 3.61272920000836874794814104437E-05 | 0 | (unitless)
AnyUoM | lbm/ft^3 | 6.24279605761446119549811798454e-2 | 0 | (unitless)
AnyUoM | lbm/gal_US_liq | 8.34540624789848509566689242549E-03 | 0 | (unitless)
AnyUoM | lbm/gal_UK_liq | 1.00224167155495097709069728461E-02 | 0 | (unitless)
AnyUoM | lb/yd^3 | 1.6855549959512968997249848468606 | 0 | (unitless)
AnyUoM | slug/ft^3 | 1.94032033197971557281136881679E-03 | 0 | (unitless)
AnyUoM | ton_l/yd^3 | 7.524800E-04 | 0 | (unitless)
AnyUoM | ton_s/yd^3 | 8.427774E-04 | 0 | (unitless)
AnyUoM | mPa-s | 1000 | 0 | (unitless)
AnyUoM | nF | 1.00E+09 | 0 | (unitless)
AnyUoM | uF | 1000000 | 0 | (unitless)
AnyUoM | S/m | 1 | 0 | (unitless)
AnyUoM | mA | 1000 | 0 | (unitless)
AnyUoM | A | 1 | 0 | (unitless)
AnyUoM | uH | 1000000 | 0 | (unitless)
AnyUoM | mH | 1000 | 0 | (unitless)
AnyUoM | mV | 1000 | 0 | (unitless)
AnyUoM | V | 1 | 0 | (unitless)
AnyUoM | kV | 0.001 | 0 | (unitless)
AnyUoM | ohm | 1 | 0 | (unitless)
AnyUoM | Kohm | 0.001 | 0 | (unitless)
AnyUoM | Mohm | 0.000001 | 0 | (unitless)
AnyUoM | kJ/m^3 | 0.001 | 0 | (unitless)
AnyUoM | cal/m^3 | 0.238849 | 0 | (unitless)
AnyUoM | btu/ft^3 | 2.683919E-05 | 0 | (unitless)
AnyUoM | N | 1 | 0 | (unitless)
AnyUoM | lbf | 2.2480894309971048291003941340318E-01 | 0 | (unitless)
AnyUoM | kgf | 1.019716E-01 | 0 | (unitless)
AnyUoM | Hz | 1 | 0 | (unitless)
AnyUoM | KHz | 0.001 | 0 | (unitless)
AnyUoM | kHz | 0.001 | 0 | (unitless)
AnyUoM | MHz | 0.000001 | 0 | (unitless)
AnyUoM | J/(kg-K) | 1 | 0 | (unitless)
AnyUoM | mm^2/s | 1.0E6 | 0 | (unitless)
AnyUoM | m^2/s | 1 | 0 | (unitless)
AnyUoM | ft^2/s | 1.076391E+01 | 0 | (unitless)
AnyUoM | cSt | 1000000 | 0 | (unitless)
AnyUoM | St | 10000 | 0 | (unitless)
AnyUoM | cm^2/s | 1.0E4 | 0 | (unitless)
AnyUoM | in^2/s | 1.5500E+03 | 0 | (unitless)
AnyUoM | mu | 1000000 | 0 | (unitless)
AnyUoM | mm | 1000 | 0 | (unitless)
AnyUoM | cm | 100 | 0 | (unitless)
AnyUoM | m | 1 | 0 | (unitless)
AnyUoM | km | 0.001 | 0 | (unitless)
AnyUoM | in | 39.37007874015748031496062992126 | 0 | (unitless)
AnyUoM | ft | 3.2808398950131233595800524934383 | 0 | (unitless)
AnyUoM | yd | 1.0936132983377077865266841644794 | 0 | (unitless)
AnyUoM | mi_Int | 6.21371192237333969617434184363e-4 | 0 | (unitless)
AnyUoM | mi_US_statute | 6.213882E-04 | 0 | (unitless)
AnyUoM | mil | 3.937007874015748031496062992126E+04 | 0 | (unitless)
AnyUoM | lm | 1 | 0 | (unitless)
AnyUoM | g/s | 1000 | 0 | (unitless)
AnyUoM | g/min | 60000 | 0 | (unitless)
AnyUoM | g/h | 3600000 | 0 | (unitless)
AnyUoM | kg/s | 1 | 0 | (unitless)
AnyUoM | kg/min | 60 | 0 | (unitless)
AnyUoM | kg/h | 3600 | 0 | (unitless)
AnyUoM | kg/day | 86400 | 0 | (unitless)
AnyUoM | lb/min | 1.3227733332796604825621778295929E+02 | 0 | (unitless)
AnyUoM | lb/h | 7.936639999992914167808006326231E+03 | 0 | (unitless)
AnyUoM | lb/day | 1.904794E+05 | 0 | (unitless)
AnyUoM | tonne/s | 0.001 | 0 | (unitless)
AnyUoM | tonne/min | 0.06 | 0 | (unitless)
AnyUoM | tonne/h | 3.59999999999997 | 0 | (unitless)
AnyUoM | tonne/day | 86.4 | 0 | (unitless)
AnyUoM | ton_l/s | 9.84206527611061E-04 | 0 | (unitless)
AnyUoM | ton_l/min | 5.90523916566635E-02 | 0 | (unitless)
AnyUoM | ton_l/h | 3.54314349939975 | 0 | (unitless)
AnyUoM | ton_l/day | 85.03544399 | 0 | (unitless)
AnyUoM | lb/s | 2.2046226218487758072297380134503 | 0 | (unitless)
AnyUoM | Btu_IT/lbm | 4.29922600000444051576326858644E-04 | 0 | (unitless)
AnyUoM | cal_IT/g | 2.388459E-04 | 0 | (unitless)
AnyUoM | cal_th/g | 2.39005757184340625477643415626e-4 | 0 | (unitless)
AnyUoM | lbm/ft | 6.7196897513950686594170121184005e-1 | 0 | (unitless)
AnyUoM | mg | 1000000 | 0 | (unitless)
AnyUoM | g | 1000 | 0 | (unitless)
AnyUoM | kg | 1 | 0 | (unitless)
AnyUoM | oz_av | 3.5273961949580412915675808215204E+01 | 0 | (unitless)
AnyUoM | lb_av | 2.2046226218487758072297380134503 | 0 | (unitless)
AnyUoM | tonne | 0.001 | 0 | (unitless)
AnyUoM | % | 100 | 0 | (unitless)
AnyUoM | mW | 1000 | 0 | (unitless)
AnyUoM | W | 1 | 0 | (unitless)
AnyUoM | kW | 0.001 | 0 | (unitless)
AnyUoM | MW | 0.000001 | 0 | (unitless)
AnyUoM | Btu_IT/h | 3.41214163312794192030475306065 | 0 | (unitless)
AnyUoM | Btu_IT/s | 9.478170E-04 | 0 | (unitless)
AnyUoM | hp | 1.3410220895950279343237855726746e-3 | 0 | (unitless)
AnyUoM | hp_e | 1.3404826e-3 | 0 | (unitless)
AnyUoM | Pa | 1 | 0 | (unitless)
AnyUoM | kPa | 0.001 | 0 | (unitless)
AnyUoM | MPa | 0.000001 | 0 | (unitless)
AnyUoM | gram-force/cm^2 | 1.01972E-02 | 0 | (unitless)
AnyUoM | at | 1.019716E-05 | 0 | (unitless)
AnyUoM | atm | 9.86923266716012830002467308166e-6 | 0 | (unitless)
AnyUoM | mbar | 0.01 | 0 | (unitless)
AnyUoM | bar | 0.00001 | 0 | (unitless)
AnyUoM | psi | 1.45037737730209215148407201699e-4 | 0 | (unitless)
AnyUoM | dyn/cm^2 | 10 | 0 | (unitless)
AnyUoM | kgf/mm^2 | 1.01971618480605446819205976890e-7 | 0 | (unitless)
AnyUoM | kgf/cm^2 | 1.01971618480605446819205976890e-5 | 0 | (unitless)
AnyUoM | kgf/m^2 | 1.01972E-01 | 0 | (unitless)
AnyUoM | Torr | 7.50064E-03 | 0 | (unitless)
AnyUoM | mmHg_0degC | 7.50063609549442189601587945050e-3 | 0 | (unitless)
AnyUoM | cmHg_0degC | 7.50064E-04 | 0 | (unitless)
AnyUoM | inHg_32degF | 2.95301E-04 | 0 | (unitless)
AnyUoM | inHg_60degF | 2.96133884693505086566084811722e-4 | 0 | (unitless)
AnyUoM | mmH2O | 1.0197441459045319285118568482751E-01 | 0 | (unitless)
AnyUoM | cmH2O_4degC | 1.01974E-02 | 0 | (unitless)
AnyUoM | inH2O_39.2degF | 4.01474E-03 | 0 | (unitless)
AnyUoM | inH2O_60degF | 4.01864554757050638369097882126e-3 | 0 | (unitless)
AnyUoM | ftH2O_39.2degF | 3.34887209987676150672453517655e-4 | 0 | (unitless)
AnyUoM | kgf/cm^2-g | 1.01971618480605446819205976890e-5 | -1.03322742425473 | (unitless)
AnyUoM | dB | 1 | 0 | (unitless)
AnyUoM | kJ/(kg-K) | 0.001 | 0 | (unitless)
AnyUoM | kJ/(kg-degC) | 0.001 | 0 | (unitless)
AnyUoM | Btu_IT/(lb-degF) | 2.388459E-04 | 0 | (unitless)
AnyUoM | Btu_th/(lb-degF) | 2.388459E-04 | 0 | (unitless)
AnyUoM | J/kg | 1 | 0 | (unitless)
AnyUoM | C | 1 | -273.15 | (unitless)
AnyUoM | F | 1.8 | -459.67 | (unitless)
AnyUoM | K | 1 | 0 | (unitless)
AnyUoM | Ra | 1.8 | 0 | (unitless)
AnyUoM | Btu_IT-in/(h-ft^2-degF) | 6.933471E+00 | 0 | (unitless)
AnyUoM | s | 1 | 0 | (unitless)
AnyUoM | min | 1.6666666666666666666666666666667E-02 | 0 | (unitless)
AnyUoM | h | 2.7777777777777777777777777777778E-04 | 0 | (unitless)
AnyUoM | d | 1.1574074074074074074074074074074E-05 | 0 | (unitless)
AnyUoM | km/h | 3.6 | 0 | (unitless)
AnyUoM | cm/s | 100 | 0 | (unitless)
AnyUoM | m/s | 1 | 0 | (unitless)
AnyUoM | mm/s | 1000 | 0 | (unitless)
AnyUoM | ft/s | 3.2808398950131233595800524934383 | 0 | (unitless)
AnyUoM | ft/min | 196.8503937007874015748031496063 | 0 | (unitless)
AnyUoM | ft/h | 1.181102362204723944447888895778E+04 | 0 | (unitless)
AnyUoM | in/s | 39.37007874015748031496062992126 | 0 | (unitless)
AnyUoM | m^3 | 1 | 0 | (unitless)
AnyUoM | L | 1000 | 0 | (unitless)
AnyUoM | in^3 | 6.102374E+04 | 0 | (unitless)
AnyUoM | ft^3 | 3.5314666722E+01 | 0 | (unitless)
AnyUoM | gal_US_liq | 2.641720524E+02 | 0 | (unitless)
AnyUoM | m^3/s | 1 | 0 | (unitless)
AnyUoM | m^3/min | 60 | 0 | (unitless)
AnyUoM | m^3/h | 3600 | 0 | (unitless)
AnyUoM | m^3/day | 86400 | 0 | (unitless)
AnyUoM | ft^3/s | 3.5314666721488590250438010354003E+01 | 0 | (unitless)
AnyUoM | ft^3/min | 2.1188800032893154150262806212402E+03 | 0 | (unitless)
AnyUoM | ft^3/h | 1.2713280019735892490157683727441E+05 | 0 | (unitless)
AnyUoM | ft^3/day | 3.0511872047366141976378440945858E+06 | 0 | (unitless)
AnyUoM | gal_US/s | 2.6417205236E+02 | 0 | (unitless)
AnyUoM | gal_US/min | 1.58503231E+04 | 0 | (unitless)
AnyUoM | gal_US/h | 9.5101938848933731016056399322704E+05 | 0 | (unitless)
AnyUoM | gal_US/day | 2.2824465323744017300420938618218E+07 | 0 | (unitless)
AnyUoM | in^3/s | 6.1023744094732283952756881891717E+04 | 0 | (unitless)
AnyUoM | in^3/min | 3.6614246456839415058422249207564E+06 | 0 | (unitless)
AnyUoM | gal_UK/s | 2.199692E+02 | 0 | (unitless)
AnyUoM | gal_UK/min | 1.31981540792578550502963881569e+4 | 0 | (unitless)
AnyUoM | gal_UK/h | 7.91889376632220789280894450995e+5 | 0 | (unitless)
AnyUoM | gal_UK/day | 1.900534E+07 | 0 | (unitless)
AnyUoM | L/s | 1000 | 0 | (unitless)
AnyUoM | L/min | 60000 | 0 | (unitless)
AnyUoM | L/h | 3600000 | 0 | (unitless)
AnyUoM | L/day | 8.64E+07 | 0 | (unitless)
AnyUoM | mm^3/s | 1.0E9 | 0 | (unitless)
AnyUoM | kg/m | 1 | 0 | (unitless)
AnyUoM | Mm^3/day | 0.0864 | 0 | (unitless)
AnyUoM | nF/km | 1.00E+12 | 0 | (unitless)
AnyUoM | US kbbl_pet/h | 22.6433180512 | 0 | (unitless)
AnyUoM | klb/d | 1.904793637E2 | 0 | (unitless)
AnyUoM | nF/m | 1.00E9 | 0 | (unitless)
AnyUoM | hL/h | 3.600E4 | 0 | (unitless)
AnyUoM | uCi | 2.7027027027E-5 | 0 | (unitless)
AnyUoM | cal_IT/L | 2.38849E-4 | 0 | (unitless)
AnyUoM | in^3/day | 5.27245148978487E9 | 0 | (unitless)
AnyUoM | cm/min | 6.00E3 | 0 | (unitless)
AnyUoM | gal_imp_liq/s | 219.969279363206 | 0 | (unitless)
AnyUoM | lb/mi_int | 3.547996189E3 | 0 | (unitless)
AnyUoM | gr/d | 1.33335576169413E9 | 0 | (unitless)
AnyUoM | nF/ft | 3.048E8 | 0 | (unitless)
AnyUoM | bbl_UK/h | 2.199693787E4 | 0 | (unitless)
AnyUoM | mH2O | 1.019744E-4 | 0 | (unitless)
AnyUoM | cal IT/min | 14.330754 | 0 | (unitless)
AnyUoM | mF/m | 1.00E3 | 0 | (unitless)
AnyUoM | kohm/km | 1.00 | 0 | (unitless)
AnyUoM | bbl_UK/d | 5.279265089E5 | 0 | (unitless)
AnyUoM | cal_IT/h | 8.598452292E2 | 0 | (unitless)
AnyUoM | mg/min | 6.00E7 | 0 | (unitless)
AnyUoM | ozf/in^2 | 2.320603E-3 | 0 | (unitless)
AnyUoM | cal IT/s | 2.38845897E-1 | 0 | (unitless)
AnyUoM | rutherford | 1.00E-6 | 0 | (unitless)
AnyUoM | kg/km | 1.00E3 | 0 | (unitless)
AnyUoM | US kbbl_pet/d | 543.4396332 | 0 | (unitless)
AnyUoM | mg/h | 3.600E9 | 0 | (unitless)
AnyUoM | gal_imp_liq/d | 1.9005345736981E7 | 0 | (unitless)
AnyUoM | US Mbbl_pet/d | 0.5434396332 | 0 | (unitless)
AnyUoM | F/km | 1.00E3 | 0 | (unitless)
AnyUoM | gal_imp_liq/h | 7.91889405707541E5 | 0 | (unitless)
AnyUoM | mS/cm | 1.00E1 | 0 | (unitless)
AnyUoM | in/min | 2.36220472440944E3 | 0 | (unitless)
AnyUoM | kohm/ft | 3.048E-4 | 0 | (unitless)
AnyUoM | kft^3/d | 3.051187205E3 | 0 | (unitless)
AnyUoM | mF/ft | 3.048E2 | 0 | (unitless)
AnyUoM | mmho/cm | 1.00E1 | 0 | (unitless)
AnyUoM | gr/s | 1.54323583529414E4 | 0 | (unitless)
AnyUoM | kJ/kg | 1E-3 | 0 | (unitless)
AnyUoM | uF/m | 1.00E6 | 0 | (unitless)
AnyUoM | Mohm/km | 1.00E-3 | 0 | (unitless)
AnyUoM | k-VA | .001 | 0 | (unitless)
AnyUoM | mCi | 2.7027027027E-8 | 0 | (unitless)
AnyUoM | cm^3/min | 6.00E7 | 0 | (unitless)
AnyUoM | hL/d | 8.6400E5 | 0 | (unitless)
AnyUoM | kohm/m | 1.00E-3 | 0 | (unitless)
AnyUoM | gal_imp_liq/min | 1.31981567617923E4 | 0 | (unitless)
AnyUoM | ohm/km | 1.00E3 | 0 | (unitless)
AnyUoM | umho/cm | 1.00E4 | 0 | (unitless)
AnyUoM | kft^3/min | 2.118880003 | 0 | (unitless)
AnyUoM | g/d | 8.64E7 | 0 | (unitless)
AnyUoM | GBq | 1.00E-9 | 0 | (unitless)
AnyUoM | Mlb/h | 0.0079366414 | 0 | (unitless)
AnyUoM | Btu IT/min | 5.686902722E-2 | 0 | (unitless)
AnyUoM | mV/mil | 2.54E-2 | 0 | (unitless)
AnyUoM | kVAR | .001 | 0 | (unitless)
AnyUoM | ml/h | 3.6E9 | 0 | (unitless)
AnyUoM | kft^3/h | 127.1328001992 | 0 | (unitless)
AnyUoM | no_units | 1 | 0 | (unitless)
AnyUoM | US barrel_pet/hr | 22643.31805 | 0 | (unitless)
AnyUoM | hPa | 1.00E-2 | 0 | (unitless)
AnyUoM | kBq | 1.00E-3 | 0 | (unitless)
AnyUoM | Ci | 2.7027027027E-11 | 0 | (unitless)
AnyUoM | ppbv | 1.00E9 | 0 | (unitless)
AnyUoM | pF/km | 1.00E15 | 0 | (unitless)
AnyUoM | mg/s | 1.00E6 | 0 | (unitless)
AnyUoM | Mlb/d | 0.1904793945 | 0 | (unitless)
AnyUoM | uF/km | 1.00E9 | 0 | (unitless)
AnyUoM | dB/m | 1 | 0 | (unitless)
AnyUoM | mg/d | 8.6400E10 | 0 | (unitless)
AnyUoM | pF | 1.00E12 | 0 | (unitless)
AnyUoM | mF/km | 1.00E6 | 0 | (unitless)
AnyUoM | lb/1000ft | 6.719689751E2 | 0 | (unitless)
AnyUoM | dm^3/s | 1.00E3 | 0 | (unitless)
AnyUoM | ohm/ft | 3.048E-1 | 0 | (unitless)
AnyUoM | pF/ft | 3.048E+11 | 0 | (unitless)
AnyUoM | US barrel_pet/sec. | 6.28981057 | 0 | (unitless)
AnyUoM | Mft^3/min | 0.00211888 | 0 | (unitless)
AnyUoM | ksi | 1.450377377E-07 | 0 | (unitless)
AnyUoM | F/ft | 0.3048 | 0 | (unitless)
AnyUoM | klb/hr | 7.936641439 | 0 | (unitless)
AnyUoM | statohm/km | 1.11265003E-09 | 0 | (unitless)
AnyUoM | Mft^3/d | 3.051187205 | 0 | (unitless)
AnyUoM | MFt^3/h | 0.1271328002 | 0 | (unitless)
AnyUoM | F/m | 1.00 | 0 | (unitless)
AnyUoM | dB/ft | 0.3048 | 0 | (unitless)
AnyUoM | pF/m | 1.00E12 | 0 | (unitless)
AnyUoM | US bbl_pet/d | 543439.6332285660 | 0 | (unitless)
AnyUoM | gr/min | 9.25941501176485E5 | 0 | (unitless)
AnyUoM | umho/in | 2.54E4 | 0 | (unitless)
AnyUoM | lbf/ft^2 | 2.08854342E-2 | 0 | (unitless)
AnyUoM | US barrel_pet/min. | 377.3886342 | 0 | (unitless)
AnyUoM | lb/yd | 2.015906925419 | 0 | (unitless)
AnyUoM | dB/km | 1000 | 0 | (unitless)
AnyUoM | dB/1000ft | 304.8 | 0 | (unitless)
AnyUoM | uS | 1.00E6 | 0 | (unitless)
AnyUoM | ppbw | 1.00E9 | 0 | (unitless)
AnyUoM | S/cm | 0.01 | 0 | (unitless)
AnyUoM | mho/cm | 1.00E-2 | 0 | (unitless)
AnyUoM | uF/ft | 304800 | 0 | (unitless)
AnyUoM | gr/h | 5.55564900705891E7 | 0 | (unitless)
AnyUoM | uS/cm | 1.00E4 | 0 | (unitless)
AnyUoM | ohm/m | 1 | 0 | (unitless)
AnyUoM | Btu_IT/gal_US_liq | 3.58787810E-06 | 0 | (unitless)
AnyUoM | lbf/in^2 | 1.450377E-4 | 0 | (unitless)
AnyUoM | in^3/h | 2.19685478741036E8 | 0 | (unitless)
MolarDensityUoM | mol/m^3 | 1 | 0 | mol/m^3
DiffPressUoM | uPa | 1000000 | 0 | Pa
DiffPressUoM | mPa | 1000 | 0 | Pa
DiffPressUoM | Pa | 1 | 0 | Pa
DiffPressUoM | kPa | 0.001 | 0 | Pa
DiffPressUoM | MPa | 0.000001 | 0 | Pa
DiffPressUoM | gram-force/cm^2 | 1.01972E-02 | 0 | Pa
DiffPressUoM | at | 1.019716E-05 | 0 | Pa
DiffPressUoM | atm | 9.86923266716012830002467308166e-6 | 0 | Pa
DiffPressUoM | mbar | 0.01 | 0 | Pa
DiffPressUoM | bar | 0.00001 | 0 | Pa
DiffPressUoM | psia | 1.45037737730209215148407201699e-4 | 0 | Pa
DiffPressUoM | psi | 1.45037737730209215148407201699e-4 | 0 | Pa
DiffPressUoM | psf | 2.08854342331501269805224677275e-2 | 0 | Pa
DiffPressUoM | dyn/cm^2 | 10 | 0 | Pa
DiffPressUoM | N/mm^2 | 0.000001 | 0 | Pa
DiffPressUoM | kgf/mm^2 | 1.01971618480605446819205976890e-7 | 0 | Pa
DiffPressUoM | kgf/cm^2 | 1.01971618480605446819205976890e-5 | 0 | Pa
DiffPressUoM | kgf/m^2 | 1.01972E-01 | 0 | Pa
DiffPressUoM | kip/in^2 | 1.45037737730209215148407201699e-7 | 0 | Pa
DiffPressUoM | kips/ft^2 | 2.08854342331501269805224677275e-5 | 0 | Pa
DiffPressUoM | poundal/ft^2 | 6.71969E-01 | 0 | Pa
DiffPressUoM | Torr | 7.50064E-03 | 0 | Pa
DiffPressUoM | mmHg_0degC | 7.50063609549442189601587945050e-3 | 0 | Pa
DiffPressUoM | cmHg_0degC | 7.50064E-04 | 0 | Pa
DiffPressUoM | inHg_32degF | 2.95301E-04 | 0 | Pa
DiffPressUoM | inHg_60degF | 2.96133884693505086566084811722e-4 | 0 | Pa
DiffPressUoM | mmH2O | 1.0197441459045319285118568482751E-01 | 0 | Pa
DiffPressUoM | cmH2O_4degC | 1.01974E-02 | 0 | Pa
DiffPressUoM | inH2O_39.2degF | 4.01474E-03 | 0 | Pa
DiffPressUoM | inH2O_60degF | 4.01864554757050638369097882126e-3 | 0 | Pa
DiffPressUoM | ftH2O_39.2degF | 3.34887209987676150672453517655e-4 | 0 | Pa
DiffPressUoM | poz | 0.00232 | 0 | Pa
DiffPressUoM | tonf/in^2 | 7.25188499997409365610149254678e-8 | 0 | Pa
DiffPressUoM | tonf/ft^2 | 1.04427135645854841492171107383e-5 | 0 | Pa
DiffPressUoM | mH2O | 0.000101974414590453 | 0 | Pa
ElectricLoadUoM | k-VA | .001 | 0 | VA
ElectricLoadUoM | VA | 1 | 0 | VA
SpaceVelocityUoM | kmol/m^3/h | 2.7777777777777777777777777777778e-7 | 0 | mol/m^3/s
SpaceVelocityUoM | m^3/liter/h | 1.6061390202551976443294369590435e-4 | 0 | mol/m^3/s
SpaceVelocityUoM | ft^3(standard)/ft^3/h | 1.3098816824760299106651037377395e-8 | 0 | mol/m^3/s
SpaceVelocityUoM | liter(Normal)/liter/h | 0.16061390202551976443294369590435 | 0 | mol/m^3/s
SpaceVelocityUoM | m^3(Normal)/m^3/h | 0.16061390202551976443294369590435 | 0 | mol/m^3/s
SpaceVelocityUoM | mol/m^3/s | 1 | 0 | mol/m^3/s
MolarMassUoM | g/mol | 1000 | 0 | kg/mol
MolarMassUoM | kg/mol | 1 | 0 | kg/mol
MolarMassUoM | kg/kmol | 1000 | 0 | kg/mol
MolarMassUoM | g/kmol | 1E6 | 0 | kg/mol
MolarMassUoM | mg/m^3 | 4.4614972784E7 | 0 | kg/mol
MolarMassUoM | mg/mol | 1E6 | 0 | kg/mol
MolarMassUoM | lb/lbmol | 1000 | 0 | kg/mol
MolarMassUoM | g/m^3 | 4.4614972784E4 | 0 | kg/mol
MolarSpecificVolumeUoM | m^3/mol | 1 | 0 | m^3/mol
SoundUoM | dB | 1 | 0 | dB
AttenuationPerLength | dB/m | 1 | 0 | dB/m
AttenuationPerLength | dB/ft | 0.3048 | 0 | dB/m
AttenuationPerLength | dB/km | 1000 | 0 | dB/m
AttenuationPerLength | dB/1000ft | 304.8 | 0 | dB/m
ResistivityPerUnitLengthUoM | kohm/km | 1.00 | 0 | ohm/m
ResistivityPerUnitLengthUoM | kohm/ft | 3.048E-4 | 0 | ohm/m
ResistivityPerUnitLengthUoM | Mohm/km | 1.00E-3 | 0 | ohm/m
ResistivityPerUnitLengthUoM | kohm/m | 1.00E-3 | 0 | ohm/m
ResistivityPerUnitLengthUoM | ohm/km | 1.00E3 | 0 | ohm/m
ResistivityPerUnitLengthUoM | ohm/ft | 3.048E-1 | 0 | ohm/m
ResistivityPerUnitLengthUoM | statohm/km | 1.11265003E-09 | 0 | ohm/m
ResistivityPerUnitLengthUoM | ohm/m | 1 | 0 | ohm/m
ReactionRateUoM | kg/(m^3*s) | 1 | 0 | kg/(m^3*s)
FlowRateMassPerAreaUoM | (kg/s)/m^2 | 1 | 0 | (kg/s)/m^2
MassEnthalpyUoM | kcal/kg | 2.39005736e-4 | 0 | J/kg
MassEnthalpyUoM | MJ/kg | 1E-6 | 0 | J/kg
MassEnthalpyUoM | erg/g | 1.0E4 | 0 | J/kg
MassEnthalpyUoM | J/g | 1E-3 | 0 | J/kg
MassEnthalpyUoM | kJ/kg | 1E-3 | 0 | J/kg
MassEnthalpyUoM | cal/g | 2.39005736e-4 | 0 | J/kg
MassEnthalpyUoM | cal/lb | 1.0863897090E-1 | 0 | J/kg
MassEnthalpyUoM | Btu/lb | 4.308259636E-4 | 0 | J/kg
MassEnthalpyUoM | J/kg | 1 | 0 | J/kg
MassEnthalpyUoM | cal_IT/g | 2.38849529e-4 | 0 | J/kg
AmpereHourCapacityUoM | A-h | 1 | 0 | A-h
AmpereHourCapacityUoM | A-h | 1 | 0 | A-h
AmpereHourCapacityUoM | A-h | 1 | 0 | A-h
AmpereHourCapacityUoM | A-h | 1 | 0 | A-h
AmpereHourCapacityUoM | kAmp-hr | 0.001 | 0 | A-h
FoulingResistanceUoM | (m^2*degK)/kW | 1000 | 0 | (m^2*degK)/W
FoulingResistanceUoM | (s*m^2*degC)/J | 1 | 0 | (m^2*degK)/W
FoulingResistanceUoM | (h*ft^2*degF)/Btu | 5.678263330870178410579594874536 | 0 | (m^2*degK)/W
FoulingResistanceUoM | (h*m^2*degC)/kcal | 1.1622222223513580247057064471895 | 0 | (m^2*degK)/W
FoulingResistanceUoM | (m^2*degK)/W | 1 | 0 | (m^2*degK)/W
FoulingResistanceUoM | (s*cm^2*degC)/cal | 41840.000024099840013881507847996 | 0 | (m^2*degK)/W
FoulingResistanceUoM | (s*ft^2*degF)/Btu | 20441.74801434736791183792972681 | 0 | (m^2*degK)/W
TimePerTimeUoM | d/yr | 0.002739726027397260273972602739726 | 0 | s/s
TimePerTimeUoM | s/min | 0.016666666666666666666666666666667 | 0 | s/s
TimePerTimeUoM | min/d | 6.9444444444444444444444444444444e-4 | 0 | s/s
TimePerTimeUoM | h/yr | 1.1415525114155251141552511415525e-4 | 0 | s/s
TimePerTimeUoM | h/wk | 0.005952380952380952380952380952381 | 0 | s/s
TimePerTimeUoM | s/s | 1 | 0 | s/s
TimePerTimeUoM | s/h | 2.7777777777777777777777777777778e-4 | 0 | s/s
TimePerTimeUoM | min/h | 0.016666666666666666666666666666667 | 0 | s/s
TimePerTimeUoM | wk/y | 0.04 | 0 | s/s
TimePerTimeUoM | d/wk | 0.14285714285714285714285714285714 | 0 | s/s
TimePerTimeUoM | y/century | 0.01 | 0 | s/s
TimePerTimeUoM | h/d | 0.041666666666666666666666666666667 | 0 | s/s
TimePerTimeUoM | y/decade | 0.1 | 0 | s/s
InductiveReactancePerUnitLengthUoM | ohm/m | 1 | 0 | ohm/m
StressUoM | uPa | 1000000 | 0 | Pa
StressUoM | mPa | 1000 | 0 | Pa
StressUoM | Pa | 1 | 0 | Pa
StressUoM | kPa | 0.001 | 0 | Pa
StressUoM | MPa | 0.000001 | 0 | Pa
StressUoM | gram-force/cm^2 | 1.01972E-02 | 0 | Pa
StressUoM | psia | 1.45037737730209215148407201699e-4 | 0 | Pa
StressUoM | psig | 1.45037737730209215148407201699e-4 | -14.695948775513426925 | Pa
StressUoM | psi | 1.45037737730209215148407201699e-4 | 0 | Pa
StressUoM | psf | 2.08854342331501269805224677275e-2 | 0 | Pa
StressUoM | dyn/cm^2 | 10 | 0 | Pa
StressUoM | N/mm^2 | 0.000001 | 0 | Pa
StressUoM | kgf/mm^2 | 1.01971618480605446819205976890e-7 | 0 | Pa
StressUoM | kgf/cm^2 | 1.01971618480605446819205976890e-5 | 0 | Pa
StressUoM | kgf/m^2 | 1.01972E-01 | 0 | Pa
StressUoM | kip/in^2 | 1.45037737730209215148407201699e-7 | 0 | Pa
StressUoM | kips/ft^2 | 2.08854342331501269805224677275e-5 | 0 | Pa
StressUoM | poundal/ft^2 | 6.71969E-01 | 0 | Pa
StressUoM | poz | 0.00232 | 0 | Pa
StressUoM | tonf/in^2 | 7.25188499997409365610149254678e-8 | 0 | Pa
StressUoM | tonf/ft^2 | 1.04427135645854841492171107383e-5 | 0 | Pa
WeightPerUnitLengthUoM | kg/m | 1 | 0 | kg/m
WeightPerUnitLengthUoM | lb/mi_int | 3.547996189E3 | 0 | kg/m
WeightPerUnitLengthUoM | kg/km | 1.00E3 | 0 | kg/m
WeightPerUnitLengthUoM | lb/1000ft | 6.719689751E2 | 0 | kg/m
WeightPerUnitLengthUoM | lb/yd | 2.015906925419 | 0 | kg/m
SuperficialVelocityUoM | m^3/s/m^2 | 1 | 0 | m^3/s/m^2
SuperficialVelocityUoM | ft^3/s/ft^2 | 3.2808398940862292201702996123869 | 0 | m^3/s/m^2
AbsoluteViscosityUoM | P | 10 | 0 | Pa-s
AbsoluteViscosityUoM | cP | 1000 | 0 | Pa-s
AbsoluteViscosityUoM | lb/(ft-h) | 2.419088E+03 | 0 | Pa-s
AbsoluteViscosityUoM | lb/(ft-s) | 6.719689E-01 | 0 | Pa-s
AbsoluteViscosityUoM | poundal-s/ft^2 | 6.719689E-01 | 0 | Pa-s
AbsoluteViscosityUoM | lbf-s/ft^2 | 2.088543E-02 | 0 | Pa-s
AbsoluteViscosityUoM | lbf-s/in^2 | 1.45037737730209215148407201699e-4 | 0 | Pa-s
AbsoluteViscosityUoM | slug/(ft-s) | 2.088543E-02 | 0 | Pa-s
AbsoluteViscosityUoM | Pa-s | 1 | 0 | Pa-s
AbsorbedDoseRadiationUoM | Gy | 1 | 0 | Gy
AbsorbedDoseRadiationUoM | rd | 100 | 0 | Gy
AccelerationUoM | cm/s^2 | 100 | 0 | m/s^2
AccelerationUoM | m/s^2 | 1 | 0 | m/s^2
AccelerationUoM | km/s^2 | 0.001 | 0 | m/s^2
AccelerationUoM | in/s^2 | 3.937007874015748031496062992126E+01 | 0 | m/s^2
AccelerationUoM | ft/s^2 | 3.28083989501312 | 0 | m/s^2
AccelerationUoM | celo | 3.28083989501312 | 0 | m/s^2
AccelerationUoM | force | 0.10197162129779 | 0 | m/s^2
AccelerationUoM | gs | 0.10197162129779 | 0 | m/s^2
AccelerationUoM | km/h/s | 3.6 | 0 | m/s^2
AccelerationUoM | mi/h/s | 2.23693629205440 | 0 | m/s^2
AccelerationUoM | mi/h/min | 134.215577059874 | 0 | m/s^2
AccelerationUoM | mi/s^2 | 6.2137119e-4 | 0 | m/s^2
AccelerationUoM | mm/s^2 | 1000 | 0 | m/s^2
AccelerationUoM | km/h^2 | 1.2959999999999999999523072E4 | 0 | m/s^2
AccelerationUoM | mi/h^2 | 8.0529706513958482448008284446321E+03 | 0 | m/s^2
AccelerationUoM | Gal | 100 | 0 | m/s^2
AccelerationUoM | mGal | 100000 | 0 | m/s^2
AmountOfSubstanceUoM | mol | 1 | 0 | mol
AmountOfSubstanceUoM | kmol | 0.001 | 0 | mol
AmountOfSubstanceUoM | lb-mol | 2.204622E-03 | 0 | mol
AngleUoM | rad | 1 | 0 | rad
AngleUoM | deg | 57.295779513082320874293070516404 | 0 | rad
AngleUoM | min | 3.4377467707849392532454577549871E+03 | 0 | rad
AngleUoM | sec | 2.0626480624709635515218229500307E+05 | 0 | rad
AngleUoM | gr | 6.3661977236758134316928620388641E+01 | 0 | rad
AngleUoM | rev | 1.5915494309189533576699125506102E-01 | 0 | rad
AngleUoM | circle | 1.5915494309189533576699125506102E-01 | 0 | rad
AngleUoM | quad | 6.3661977236758134306796502024407E-01 | 0 | rad
AngleUoM | sign | 1.909859317 | 0 | rad
AngleUoM | mil_angular | 1018.59163694685 | 0 | rad
AngleUoM | circumf | 1.5915494309189533576699125506102E-01 | 0 | rad
AngularAccelerationUoM | rad/s^2 | 1 | 0 | rad/s^2
AngularAccelerationUoM | deg/s^2 | 5.7295779513082320874293070516404E+01 | 0 | rad/s^2
AngularAccelerationUoM | cycle/s^2 | 1.5915494309189533576699125506102E-01 | 0 | rad/s^2
AngularMomentumUoM | kg-m^2/s | 1 | 0 | kg-m^2/s
AngularVelocityUoM | rad/s | 1 | 0 | rad/s
AngularVelocityUoM | rad/m | 60 | 0 | rad/s
AngularVelocityUoM | rad/h | 3600 | 0 | rad/s
AngularVelocityUoM | deg/s | 57.295779513082320874293070516404 | 0 | rad/s
AngularVelocityUoM | deg/m | 3.4377467707849392532454577549871E+03 | 0 | rad/s
AngularVelocityUoM | deg/h | 2.0626480624709635515218229500307E+05 | 0 | rad/s
AngularVelocityUoM | rps | 1.5915494309190E-01 | 0 | rad/s
AngularVelocityUoM | rpm | 9.5492965855137201475392930582961 | 0 | rad/s
AngularVelocityUoM | rph | 5.7295779513082320874293070516404E+02 | 0 | rad/s
AngularVelocityUoM | rpd | 1.375098708314E+04 | 0 | rad/s
AngularVelocityUoM | Hz | 1.5915494309189533576699125506102E-01 | 0 | rad/s
AreaUoM | mm^2 | 1000000 | 0 | m^2
AreaUoM | cm^2 | 10000 | 0 | m^2
AreaUoM | dm^2 | 100 | 0 | m^2
AreaUoM | m^2 | 1 | 0 | m^2
AreaUoM | dam^2 | 0.01 | 0 | m^2
AreaUoM | hm^2 | 0.001 | 0 | m^2
AreaUoM | km^2 | 0.000001 | 0 | m^2
AreaUoM | in^2 | 1.5500031000062000124000248000496E+03 | 0 | m^2
AreaUoM | ft^2_US | 1.07639104167097223083335055559E+01 | 0 | m^2
AreaUoM | yd^2 | 1.1959900463010802564815006173222 | 0 | m^2
AreaUoM | mi^2_int | 3.861021585424E-07 | 0 | m^2
AreaUoM | mi^2 | 3.8610098e-7 | 0 | m^2
AreaUoM | in_circ | 1973.5252413899878701814076689816 | 0 | m^2
AreaUoM | ft_circ | 13.7050363966707 | 0 | m^2
AreaUoM | mm_circ | 1273239.49 | 0 | m^2
AreaUoM | cm_circ | 12732.395502429 | 0 | m^2
AreaUoM | ac | 2.4710437e-4 | 0 | m^2
AreaUoM | ha | 0.0001 | 0 | m^2
AreaUoM | ar | 0.01 | 0 | m^2
AreaUoM | centare | 1 | 0 | m^2
AreaUoM | mil^2 | 1550003100.0062 | 0 | m^2
AreaUoM | circ mil | 1.9735252413899878701814076689E+09 | 0 | m^2
AreaUoM | quartersection_US | 1.54440863416978E-06 | 0 | m^2
AreaUoM | section | 3.86102158542446E-07 | 0 | m^2
AreaUoM | rood | 9.884175E-04 | 0 | m^2
AreaUoM | darcy | 1.013250E+12 | 0 | m^2
AreaUoM | rod^2 | 0.03953686 | 0 | m^2
AreaUoM | perch^2 | 0.03953686 | 0 | m^2
AreaUoM | link^2 | 24.71053799 | 0 | m^2
AreaUoM | chain^2 | 0.002471053 | 0 | m^2
AreaUoM | pole^2 | 3.95368610347465E-02 | 0 | m^2
BodyForceUoM | N/mm^3 | 1.00E-09 | 0 | N/m^3
BodyForceUoM | N/cm^3 | 0.000001 | 0 | N/m^3
BodyForceUoM | N/m^3 | 1 | 0 | N/m^3
BodyForceUoM | kN/m^3 | 0.001 | 0 | N/m^3
BodyForceUoM | lbf/in^3 | 3.68395853834731406428866121209e-6 | 0 | N/m^3
BodyForceUoM | lbf/ft^3 | 6.36588035426415870453542755445e-3 | 0 | N/m^3
CoefficientOfHeatTransferUoM | W/(m^2-K) | 1 | 0 | W/(m^2-K)
CoefficientOfHeatTransferUoM | Btu_IT/(ft^2-h-degF) | 1.761102E-01 | 0 | W/(m^2-K)
CoefficientOfHeatTransferUoM | Btu_IT/(ft^2-s-degF) | 4.891949e-5 | 0 | W/(m^2-K)
CoefficientOfHeatTransferUoM | Btu_th/(ft^2-h-degF) | 1.762280E-01 | 0 | W/(m^2-K)
CoefficientOfHeatTransferUoM | Btu_th/(ft^2-s-degF) | 4.895223e-5 | 0 | W/(m^2-K)
CoefficientOfHeatTransferUoM | MW/(m^2-K) | 1.0E-6 | 0 | W/(m^2-K)
CoefficientOfHeatTransferUoM | kW/(m^2-K) | 0.001 | 0 | W/(m^2-K)
CoefficientOfHeatTransferUoM | W/(cm^2-K) | 0.0001 | 0 | W/(m^2-K)
CoefficientOfHeatTransferUoM | W/(in^2-degF) | 3.58422222E-4 | 0 | W/(m^2-K)
CoefficientOfHeatTransferUoM | kJ/(h-m^2-K) | 3.600 | 0 | W/(m^2-K)
CoefficientOfHeatTransferUoM | J/(m^2-s-degC) | 1 | 0 | W/(m^2-K)
CoefficientOfHeatTransferUoM | kcal/(h-m^2-degC) | 8.598E-1 | 0 | W/(m^2-K)
CoefficientOfHeatTransferUoM | cal/s-cm^2-K | 2.390057E-05 | 0 | W/(m^2-K)
CoefficientOfHeatTransferUoM | lbf/ft-sec-degF | 3.8068E-2 | 0 | W/(m^2-K)
CoefficientOfHeatTransferUoM | lbm/(sec^3-degF) | 1.2248 | 0 | W/(m^2-K)
CoefficientOfThermalExpansionUoM | /K | 1 | 0 | /K
CoefficientOfThermalExpansionUoM | /deg C | 1 | 0 | /K
CoefficientOfThermalExpansionUoM | /deg F | 0.55555555555555555555555555555556 | 0 | /K
CoefficientOfThermalExpansionUoM | /deg R | 0.55555555555555555555555555555556 | 0 | /K
ConcentrationMassMassUoM | mg/kg | 1000000 | 0 | kg/kg
ConcentrationMassMassUoM | g/kg | 1000 | 0 | kg/kg
ConcentrationMassMassUoM | kg/kg | 1 | 0 | kg/kg
ConcentrationMassMassUoM | lb/lb | 1 | 0 | kg/kg
ConcentrationMassMassUoM | wt% | 100 | 0 | kg/kg
ConcentrationMassMassUoM | ppm | 1000000 | 0 | kg/kg
ConcentrationMassMassUoM | ppbw | 1.00E9 | 0 | kg/kg
ConcentrationMoleVolumeUoM | mol/l | 1 | 0 | mol/l
ConcentrationMoleVolumeUoM | mol/cc | 1E-3 | 0 | mol/l
ConcentrationMoleVolumeUoM | mol/m^3 | 1E3 | 0 | mol/l
ConcentrationMoleVolumeUoM | kmol/m^3 | 1 | 0 | mol/l
ConcentrationMoleVolumeUoM | lb-mol/ft^3 | 6.242796059378159293111566228506E-2 | 0 | mol/l
ConcentrationMoleVolumeUoM | kmol/cc | 1.0E-6 | 0 | mol/l
ConcentrationMoleVolumeUoM | kmol/mm^3 | 1.0E-9 | 0 | mol/l
ConcentrationMoleVolumeUoM | kmol/l | 1.0E-3 | 0 | mol/l
ConcentrationMoleVolumeUoM | mmol/cc | 1 | 0 | mol/l
ConcentrationMoleVolumeUoM | mmol/m^3 | 1.0E6 | 0 | mol/l
ConcentrationMoleVolumeUoM | mmol/mm^3 | 1.0E-3 | 0 | mol/l
ConcentrationMoleVolumeUoM | mmol/l | 1.0E3 | 0 | mol/l
ConcentrationMoleVolumeUoM | mol/mm^3 | 1.0E-6 | 0 | mol/l
ConcentrationMolMolUoM | mol/mol | 1 | 0 | mol/mol
ConcentrationMolMolUoM | kmol/kmol | 1 | 0 | mol/mol
ConcentrationMolMolUoM | mol% | 100 | 0 | mol/mol
ConcentrationMolMolUoM | ppm | 1.00E6 | 0 | mol/mol
ConcentrationVolVolUoM | cm^3/m^3 | 1000000 | 0 | m^3/m^3
ConcentrationVolVolUoM | m^3/m^3 | 1 | 0 | m^3/m^3
ConcentrationVolVolUoM | ft^3/ft^3 | 1 | 0 | m^3/m^3
ConcentrationVolVolUoM | vol% | 100 | 0 | m^3/m^3
ConcentrationVolVolUoM | ppmv | 1000000 | 0 | m^3/m^3
ConcentrationVolVolUoM | ppbv | 1.00E9 | 0 | m^3/m^3
CurrentDensityUoM | A/m^2 | 1 | 0 | A/m^2
DensityUoM | mg/cm^3 | 1 | 0 | kg/m^3
DensityUoM | mg/m^3 | 1000000 | 0 | kg/m^3
DensityUoM | g/m^3 | 1000 | 0 | kg/m^3
DensityUoM | kg/m^3 | 1 | 0 | kg/m^3
DensityUoM | kg/mm^3 | 1.00E-09 | 0 | kg/m^3
DensityUoM | kg/cm^3 | 1.00E-06 | 0 | kg/m^3
DensityUoM | gr/gal_US_liq | 5.841783E+01 | 0 | kg/m^3
DensityUoM | gr/in^3 | 0.252857580945184 | 0 | kg/m^3
DensityUoM | gr/m^3 | 1.5432358352941430650608166094152E4 | 0 | kg/m^3
DensityUoM | g/cm^3 | 0.001 | 0 | kg/m^3
DensityUoM | mg/ml | 1 | 0 | kg/m^3
DensityUoM | mg/L | 1000 | 0 | kg/m^3
DensityUoM | g/L | 1 | 0 | kg/m^3
DensityUoM | kg/hl | 0.1 | 0 | kg/m^3
DensityUoM | g/kl | 1000 | 0 | kg/m^3
DensityUoM | g/ml^3 | 0.001 | 0 | kg/m^3
DensityUoM | g/ft^3 | 28.31701649 | 0 | kg/m^3
DensityUoM | kg/L | 0.001 | 0 | kg/m^3
DensityUoM | mg/kl | 1000000 | 0 | kg/m^3
DensityUoM | oz_av/gal_Imp | 1.603586E-01 | 0 | kg/m^3
DensityUoM | oz_av/gal_US | 1.335265E-01 | 0 | kg/m^3
DensityUoM | oz_av/in^3 | 5.780367E-04 | 0 | kg/m^3
DensityUoM | oz/m^3 | 35.27396583 | 0 | kg/m^3
DensityUoM | oz_av/m^3 | 35.27396853 | 0 | kg/m^3
DensityUoM | lb_av/m^3 | 2.204622476 | 0 | kg/m^3
DensityUoM | lb/m^3 | 2.204622476 | 0 | kg/m^3
DensityUoM | lbm/in^3 | 3.61272920000836874794814104437E-05 | 0 | kg/m^3
DensityUoM | lbm/ft^3 | 6.24279605761446119549811798454e-2 | 0 | kg/m^3
DensityUoM | lbm/gal_Imp | 1.002242E-02 | 0 | kg/m^3
DensityUoM | lbm/gal_US_liq | 8.34540624789848509566689242549E-03 | 0 | kg/m^3
DensityUoM | lbm/gal_UK_liq | 1.00224167155495097709069728461E-02 | 0 | kg/m^3
DensityUoM | lb/yd^3 | 1.6855549959512968997249848468606 | 0 | kg/m^3
DensityUoM | lb_apoth/m^3 | 2.67922903 | 0 | kg/m^3
DensityUoM | slug/ft^3 | 1.94032033197971557281136881679E-03 | 0 | kg/m^3
DensityUoM | slug/m^3 | 0.068521779 | 0 | kg/m^3
DensityUoM | slinch/in^3 | 9.35725468740217772887762108349E-08 | 0 | kg/m^3
DensityUoM | ton_l/yd^3 | 7.524800E-04 | 0 | kg/m^3
DensityUoM | ton_s/yd^3 | 8.427774E-04 | 0 | kg/m^3
DensityUoM | lb/bbl | 0.3509 | 0 | kg/m^3
DensityUoM | ton/m^3 | 0.00110231 | 0 | kg/m^3
DensityUoM | ton_s/m^3 | 0.00110231 | 0 | kg/m^3
DensityUoM | ton_l/m^3 | 0.000984206 | 0 | kg/m^3
DensityUoM | tonne/m^3 | 0.001 | 0 | kg/m^3
DensityUoM | ton_as/m^3 | 34.28571036 | 0 | kg/m^3
DensityUoM | kipm/ft^3 | 6.24279605761446119549811798454E-05 | 0 | kg/m^3
DensityUoM | ton_s/ft^3 | 0.00003121398 | 0 | kg/m^3
DiffusivityUoM | cm^2/s | 1 | 0 | cm^2/s
DiffusivityUoM | cm^2/min | 60 | 0 | cm^2/s
DiffusivityUoM | cm^2/h | 3.6E3 | 0 | cm^2/s
DiffusivityUoM | m^2/min | 6E-3 | 0 | cm^2/s
DiffusivityUoM | m^2/h | 3.6E-1 | 0 | cm^2/s
DiffusivityUoM | ft^2/min | 6.45834625002583338500010333354E-2 | 0 | cm^2/s
DoseEquivalentUoM | Sv | 1 | 0 | Sv
DoseEquivalentUoM | rem | 100 | 0 | Sv
DynamicViscosityUoM | kg/m-s | 1 | 0 | kg/m-s
DynamicViscosityUoM | kg/m-h | 3.6000000000E+03 | 0 | kg/m-s
DynamicViscosityUoM | N-s/m^2 | 1 | 0 | kg/m-s
DynamicViscosityUoM | Pa-s | 1 | 0 | kg/m-s
DynamicViscosityUoM | cP | 1000 | 0 | kg/m-s
DynamicViscosityUoM | P | 10 | 0 | kg/m-s
DynamicViscosityUoM | dyn-s/cm^2 | 10 | 0 | kg/m-s
DynamicViscosityUoM | mPa-s | 1000 | 0 | kg/m-s
DynamicViscosityUoM | lbf-s/in^2 | 1.45037737730209215148407201699e-4 | 0 | kg/m-s
DynamicViscosityUoM | lbf-s/ft^2 | 2.08854337883712410918403534149e-2 | 0 | kg/m-s
DynamicViscosityUoM | lb/in-s | 0.05599741460385 | 0 | kg/m-s
DynamicViscosityUoM | lb/ft-s | 0.67196897494514 | 0 | kg/m-s
DynamicViscosityUoM | lb/ft-h | 2.41908756855089E+03 | 0 | kg/m-s
DynamicViscosityUoM | slug/ft-s | 2.08854342333E-02 | 0 | kg/m-s
DynamicViscosityUoM | Reyn | 1.4503263234E-04 | 0 | kg/m-s
DynamicViscosityUoM | gramme force-s/cm^2 | 0.01019716212978 | 0 | kg/m-s
DynamicViscosityUoM | gramme/cm-s | 10 | 0 | kg/m-s
DynamicViscosityUoM | kPa-s | 0.001 | 0 | kg/m-s
DynamicViscosityUoM | MPa-s | 1.0E-6 | 0 | kg/m-s
DynamicViscosityUoM | kgf-s/m^2 | 1.0197162129779282425700927431896E-1 | 0 | kg/m-s
MagneticFluxDensityUoM | T | 1 | 0 | T
MagneticFluxDensityUoM | gamma | 1.00E+09 | 0 | T
MagneticFluxDensityUoM | Gauss | 10000 | 0 | T
MassFlowUoM | g/s | 1000 | 0 | kg/s
MassFlowUoM | g/min | 60000 | 0 | kg/s
MassFlowUoM | g/h | 3600000 | 0 | kg/s
MassFlowUoM | kg/s | 1 | 0 | kg/s
MassFlowUoM | kg/min | 60 | 0 | kg/s
MassFlowUoM | kg/h | 3600 | 0 | kg/s
MassFlowUoM | kg/day | 86400 | 0 | kg/s
MassFlowUoM | kg/yr | 31536000 | 0 | kg/s
MassFlowUoM | lbm/s | 2.2046226218487758072297380134503 | 0 | kg/s
MassFlowUoM | lb/min | 1.3227733332796604825621778295929E+02 | 0 | kg/s
MassFlowUoM | lb/h | 7.936639999992914167808006326231E+03 | 0 | kg/s
MassFlowUoM | lb/day | 1.904794E+05 | 0 | kg/s
MassFlowUoM | lb/yr | 6.952497E+07 | 0 | kg/s
MassFlowUoM | ton_s/s | 1.10231131092439E-03 | 0 | kg/s
MassFlowUoM | ton_s/min | 6.61386666666076180650667193852E-02 | 0 | kg/s
MassFlowUoM | ton_s/h | 3.9683199999964570839040031631155 | 0 | kg/s
MassFlowUoM | ton_s/day | 9.5239729524642529668292194655501E+01 | 0 | kg/s
MassFlowUoM | ton_s/yr | 3.4762483547671317311194330088843E+04 | 0 | kg/s
MassFlowUoM | tonne/s | 0.001 | 0 | kg/s
MassFlowUoM | tonne/min | 0.06 | 0 | kg/s
MassFlowUoM | tonne/h | 3.59999999999997 | 0 | kg/s
MassFlowUoM | tonne/day | 86.4 | 0 | kg/s
MassFlowUoM | tonne/yr | 31536 | 0 | kg/s
MassFlowUoM | ton_l/s | 9.84206527611061E-04 | 0 | kg/s
MassFlowUoM | ton_l/min | 5.90523916566635E-02 | 0 | kg/s
MassFlowUoM | ton_l/h | 3.54314349939975 | 0 | kg/s
MassFlowUoM | ton_l/day | 85.03544399 | 0 | kg/s
MassFlowUoM | ton_l/yr | 3.103793705635E4 | 0 | kg/s
MassFlowUoM | oz/s | 35.2739619495804 | 0 | kg/s
MassFlowUoM | oz/min | 2116.43771698976 | 0 | kg/s
MassFlowUoM | oz/h | 126986.263094638 | 0 | kg/s
MassFlowUoM | slug/s | 6.85217658567917551881456209451E-02 | 0 | kg/s
MassFlowUoM | slug/min | 4.11130571623491 | 0 | kg/s
MassFlowUoM | slug/h | 246.678346016513 | 0 | kg/s
MassFlowUoM | Mg/s | 0.001 | 0 | kg/s
MassFlowUoM | slinch/s | 5.71014715473264626437457052428e-3 | 0 | kg/s
MassFlowUoM | lb/s | 2.2046226218487758072297380134503 | 0 | kg/s
MassFlowUoM | klb/d | 1.904793637E2 | 0 | kg/s
MassFlowUoM | gr/d | 1.33335576169413E9 | 0 | kg/s
MassFlowUoM | mg/min | 6.00E7 | 0 | kg/s
MassFlowUoM | mg/h | 3.600E9 | 0 | kg/s
MassFlowUoM | gr/s | 1.54323583529414E4 | 0 | kg/s
MassFlowUoM | g/d | 8.64E7 | 0 | kg/s
MassFlowUoM | Mlb/h | 0.0079366414 | 0 | kg/s
MassFlowUoM | mg/s | 1.00E6 | 0 | kg/s
MassFlowUoM | Mlb/d | 0.1904793945 | 0 | kg/s
MassFlowUoM | mg/d | 8.6400E10 | 0 | kg/s
MassFlowUoM | klb/hr | 7.936641439 | 0 | kg/s
MassFlowUoM | gr/min | 9.25941501176485E5 | 0 | kg/s
MassFlowUoM | gr/h | 5.55564900705891E7 | 0 | kg/s
MassHeatingValueUoM | Btu_IT/lbm | 4.29922600000444051576326858644E-04 | 0 | J/kg
MassHeatingValueUoM | Btu_th/lbm | 4.302104E-04 | 0 | J/kg
MassHeatingValueUoM | cal_IT/g | 2.388459E-04 | 0 | J/kg
MassHeatingValueUoM | cal_th/g | 2.39005757184340625477643415626e-4 | 0 | J/kg
MassHeatingValueUoM | J/kg | 1 | 0 | J/kg
MassPerAreaUoM | kg/m^2 | 1 | 0 | kg/m^2
MassPerAreaUoM | kg/mm^2 | 1.0E-6 | 0 | kg/m^2
MassPerAreaUoM | g/mm^2 | 0.001 | 0 | kg/m^2
MassPerAreaUoM | g/cm^2 | 0.1 | 0 | kg/m^2
MassPerAreaUoM | slug/in^2 | 4.42075024601677687877497951597e-5 | 0 | kg/m^2
MassPerAreaUoM | slinch/in^2 | 3.68395853834731406428866121209e-6 | 0 | kg/m^2
MassPerAreaUoM | slug/ft^2 | 6.36588035426415870453542755445e-3 | 0 | kg/m^2
MassPerAreaUoM | lbm/in^2 | 1.42233433071195619982987850216e-3 | 0 | kg/m^2
MassPerAreaUoM | lbm/ft^2 | 2.0481614362252169276501509113909E-1 | 0 | kg/m^2
MassPerLengthUoM | kg/m | 1 | 0 | kg/m
MassPerLengthUoM | kg/mm | 0.001 | 0 | kg/m
MassPerLengthUoM | g/mm | 1 | 0 | kg/m
MassPerLengthUoM | g/cm | 10 | 0 | kg/m
MassPerLengthUoM | slug/in | 1.74045285276251058183137268926e-3 | 0 | kg/m
MassPerLengthUoM | slinch/in | 1.45037737730209215148407201699e-4 | 0 | kg/m
MassPerLengthUoM | slug/ft | 2.08854342331501269805224677275e-2 | 0 | kg/m
MassPerLengthUoM | lbm/in | 5.59974145949589055014131885359e-2 | 0 | kg/m
MassPerLengthUoM | lbm/ft | 6.7196897513950686594170121184005e-1 | 0 | kg/m
MassPerLengthUoM | kg/1000m | 1000 | 0 | kg/m
MassPerLengthUoM | lbm/1000ft | 671.96897513950686594170121184005 | 0 | kg/m
MassUoM | ug | 1.00E+09 | 0 | kg
MassUoM | mg | 1000000 | 0 | kg
MassUoM | g | 1000 | 0 | kg
MassUoM | kg | 1 | 0 | kg
MassUoM | Mg | 0.001 | 0 | kg
MassUoM | oz_av | 3.5273961949580412915675808215204E+01 | 0 | kg
MassUoM | oz_tr | 32.150743 | 0 | kg
MassUoM | lb_av | 2.2046226218487758072297380134503 | 0 | kg
MassUoM | lb_tr | 2.679229 | 0 | kg
MassUoM | lbm | 2.2046226218487758072297380134503 | 0 | kg
MassUoM | ton_as | 34.285675 | 0 | kg
MassUoM | ton_l | 9.84206527611060628227561613147e-4 | 0 | kg
MassUoM | tonne | 0.001 | 0 | kg
MassUoM | stn | 1.10231131092438790361486900672e-3 | 0 | kg
MassUoM | slug | 6.85217658567917551881456209451e-2 | 0 | kg
MassUoM | slinch | 5.71014715473264626437457052428e-3 | 0 | kg
MassUoM | gr | 1.5432358352941430650608166094152E+04 | 0 | kg
MassUoM | dr | 5.643978E+02 | 0 | kg
MassUoM | stone | 0.157473 | 0 | kg
MassUoM | cwt_UK | 1.968413E-02 | 0 | kg
MassUoM | scw | 2.204622E-02 | 0 | kg
MassUoM | carat_met | 5000 | 0 | kg
MassUoM | pennyweight | 643.0149 | 0 | kg
MassUoM | poundal | 70.98765 | 0 | kg
MassUoM | quarter_US | 0.08818 | 0 | kg
MolarFlowUoM | mol/s | 1 | 0 | mol/s
MolarFlowUoM | kmol/s | 0.001 | 0 | mol/s
MolarFlowUoM | kmol/min | 0.06 | 0 | mol/s
MolarFlowUoM | kmol/h | 3.6 | 0 | mol/s
MolarFlowUoM | lbmol/h | 7.936640 | 0 | mol/s
MolarVolumeUoM | m^3/mol | 1 | 0 | m^3/mol
MolarVolumeUoM | m^3/kmol | 1000 | 0 | m^3/mol
MolarVolumeUoM | l/kmol | 1000000 | 0 | m^3/mol
MomentsUoM | Nmm | 1000 | 0 | Nm
MomentsUoM | Nm | 1 | 0 | Nm
MomentsUoM | ft-lb | 0.7376 | 0 | Nm
MomentTorqueUoM | Nm | 1 | 0 | Nm
MomentTorqueUoM | kNm | 0.001 | 0 | Nm
MomentTorqueUoM | lbf-ft | 7.375621E-01 | 0 | Nm
MomentTorqueUoM | lbf-in | 8.850748E+00 | 0 | Nm
MomentTorqueUoM | kgf-m | 1.019716E-01 | 0 | Nm
MomentTorqueUoM | dyn-cm | 1.00E+07 | 0 | Nm
MomentTorqueUoM | ozf-in | 1.416119E+02 | 0 | Nm
MomentumUoM | kg-m/s | 1 | 0 | kg-m/s
PercentageUoM | /1 | 1 | 0 | /1
PercentageUoM | % | 100 | 0 | /1
PercentageUoM | /17 | 17 | 0 | /1
PercentageUoM | /15 | 15 | 0 | /1
PercentageUoM | /21 | 21 | 0 | /1
PercentageUoM | /19 | 19 | 0 | /1
PercentageUoM | /100 | 100 | 0 | /1
PercentageUoM | /16 | 16 | 0 | /1
PercentageUoM | /11 | 11 | 0 | /1
PercentageUoM | /5 | 5 | 0 | /1
PercentageUoM | /18 | 18 | 0 | /1
PercentageUoM | /8 | 8 | 0 | /1
PercentageUoM | /23 | 23 | 0 | /1
PercentageUoM | /4 | 4 | 0 | /1
PercentageUoM | /9 | 9 | 0 | /1
PercentageUoM | /10 | 10 | 0 | /1
PercentageUoM | /64 | 64 | 0 | /1
PercentageUoM | /2 | 2 | 0 | /1
PercentageUoM | /25 | 25 | 0 | /1
PercentageUoM | /7 | 7 | 0 | /1
PercentageUoM | /20 | 20 | 0 | /1
PercentageUoM | /24 | 24 | 0 | /1
PercentageUoM | /14 | 14 | 0 | /1
PercentageUoM | /3 | 3 | 0 | /1
PercentageUoM | /13 | 13 | 0 | /1
PercentageUoM | /22 | 22 | 0 | /1
PercentageUoM | /32 | 32 | 0 | /1
PercentageUoM | /6 | 6 | 0 | /1
PercentageUoM | /12 | 12 | 0 | /1
PerDistanceUoM | /m | 1 | 0 | /m
PerDistanceUoM | /nm | 1.0e-9 | 0 | /m
PerDistanceUoM | /mm | 0.001 | 0 | /m
PerDistanceUoM | /cm | .01 | 0 | /m
PerDistanceUoM | /km | 1000 | 0 | /m
PerDistanceUoM | /in | 0.02540 | 0 | /m
PerDistanceUoM | /ft | 0.3048 | 0 | /m
PerDistanceUoM | /yd | 0.9144 | 0 | /m
PerDistanceUoM | /mi | 1.609344E3 | 0 | /m
PerDistanceUoM | /tenth | 2.540000e-3 | 0 | /m
PerDistanceUoM | /hundredth | 2.540000e-4 | 0 | /m
PerDistanceUoM | /mil | 2.540000e-5 | 0 | /m
PowerUoM | uW | 1000000 | 0 | W
PowerUoM | mW | 1000 | 0 | W
PowerUoM | W | 1 | 0 | W
PowerUoM | kW | 0.001 | 0 | W
PowerUoM | MW | 0.000001 | 0 | W
PowerUoM | Btu_IT/h | 3.41214163312794192030475306065 | 0 | W
PowerUoM | Btu_IT/s | 9.478170E-04 | 0 | W
PowerUoM | Btu_th/h | 3.4121416331279419203047530606572 | 0 | W
PowerUoM | Btu_th/min | 5.68690272189068348759943905288e-2 | 0 | W
PowerUoM | Btu_th/s | 9.47817120313317200012785044475e-4 | 0 | W
PowerUoM | MBtu/h | 3.41214163312794192030475306065e-6 | 0 | W
PowerUoM | cal_th/min | 1.434035E+01 | 0 | W
PowerUoM | cal_th/s | 2.390057E-01 | 0 | W
PowerUoM | erg/s | 1.00E+07 | 0 | W
PowerUoM | ft-lbf/h | 2.655224E+03 | 0 | W
PowerUoM | ft-lbf/min | 4.4253728955702434450990999565705e+01 | 0 | W
PowerUoM | ft-lbf/s | 7.3761655308228874997670848519461E-1 | 0 | W
PowerUoM | hp | 1.3410220895950279343237855726746e-3 | 0 | W
PowerUoM | hp_b | 1.01942E-04 | 0 | W
PowerUoM | hp_e | 1.3404826e-3 | 0 | W
PowerUoM | hp_met | 1.35962e-3 | 0 | W
PowerUoM | hp_w | 1.34041e-3 | 0 | W
PowerUoM | hp_UK | 1.3410e-3 | 0 | W
PowerUoM | MMkcal/h | 8.604211E-07 | 0 | W
PowerUoM | kcal_th/h | 8.6042127479023817899175000944905e-01 | 0 | W
PowerUoM | kcal_th/min | 1.434035E-02 | 0 | W
PowerUoM | kcal_th/s | 2.390057E-04 | 0 | W
PowerUoM | ton_rfg | 2.84345223448847850653759009998e-4 | 0 | W
PowerUoM | J/h | 3600 | 0 | W
PowerUoM | kJ/h | 3.6 | 0 | W
PowerUoM | GJ/h | 0.0000036 | 0 | W
PowerUoM | N-m/s | 1 | 0 | W
PowerUoM | J/s | 1 | 0 | W
PowerUoM | cal IT/min | 14.330754 | 0 | W
PowerUoM | cal_IT/h | 8.598452292E2 | 0 | W
PowerUoM | cal IT/s | 2.38845897E-1 | 0 | W
PowerUoM | Btu IT/min | 5.686902722E-2 | 0 | W
PowerVolumeUoM | W/m^3 | 1 | 0 | W/m^3
PowerVolumeUoM | kW/m^3 | 0.001 | 0 | W/m^3
PowerVolumeUoM | btu/s-ft^3 | 2.683919E-05 | 0 | W/m^3
PowerVolumeUoM | hp/ft^3 | 3.79735167875456854205737474817e-5 | 0 | W/m^3
PressureUoM | uPa | 1000000 | 0 | Pa
PressureUoM | mPa | 1000 | 0 | Pa
PressureUoM | Pa | 1 | 0 | Pa
PressureUoM | kPa | 0.001 | 0 | Pa
PressureUoM | MPa | 0.000001 | 0 | Pa
PressureUoM | gram-force/cm^2 | 1.01972E-02 | 0 | Pa
PressureUoM | at | 1.019716E-05 | 0 | Pa
PressureUoM | atm | 9.86923266716012830002467308166e-6 | 0 | Pa
PressureUoM | mbar | 0.01 | 0 | Pa
PressureUoM | bar | 0.00001 | 0 | Pa
PressureUoM | barg | 0.00001 | -1.01325 | Pa
PressureUoM | psia | 1.45037737730209215148407201699e-4 | 0 | Pa
PressureUoM | psig | 1.45037737730209215148407201699e-4 | -14.695948775513426925 | Pa
PressureUoM | psi | 1.45037737730209215148407201699e-4 | 0 | Pa
PressureUoM | psf | 2.08854342331501269805224677275e-2 | 0 | Pa
PressureUoM | dyn/cm^2 | 10 | 0 | Pa
PressureUoM | N/mm^2 | 0.000001 | 0 | Pa
PressureUoM | kgf/mm^2 | 1.01971618480605446819205976890e-7 | 0 | Pa
PressureUoM | kgf/cm^2 | 1.01971618480605446819205976890e-5 | 0 | Pa
PressureUoM | kgf/m^2 | 1.01972E-01 | 0 | Pa
PressureUoM | kip/in^2 | 1.45037737730209215148407201699e-7 | 0 | Pa
PressureUoM | kips/ft^2 | 2.08854342331501269805224677275e-5 | 0 | Pa
PressureUoM | poundal/ft^2 | 6.71969E-01 | 0 | Pa
PressureUoM | Torr | 7.50064E-03 | 0 | Pa
PressureUoM | mmHg_0degC | 7.50063609549442189601587945050e-3 | 0 | Pa
PressureUoM | cmHg_0degC | 7.50064E-04 | 0 | Pa
PressureUoM | inHg_32degF | 2.95301E-04 | 0 | Pa
PressureUoM | inHg_60degF | 2.96133884693505086566084811722e-4 | 0 | Pa
PressureUoM | mmH2O | 1.0197441459045319285118568482751E-01 | 0 | Pa
PressureUoM | cmH2O_4degC | 1.01974E-02 | 0 | Pa
PressureUoM | inH2O_39.2degF | 4.01474E-03 | 0 | Pa
PressureUoM | inH2O_60degF | 4.01864554757050638369097882126e-3 | 0 | Pa
PressureUoM | ftH2O_39.2degF | 3.34887209987676150672453517655e-4 | 0 | Pa
PressureUoM | poz | 0.00232 | 0 | Pa
PressureUoM | tonf/in^2 | 7.25188499997409365610149254678e-8 | 0 | Pa
PressureUoM | tonf/ft^2 | 1.04427135645854841492171107383e-5 | 0 | Pa
PressureUoM | kPag | 0.001 | -101.325 | Pa
PressureUoM | kgf/cm^2-g | 1.01971618480605446819205976890e-5 | -1.03322742425473 | Pa
PressureUoM | MPag | 0.000001 | -0.101325 | Pa
PressureUoM | mH2O | 1.019744E-4 | 0 | Pa
PressureUoM | ozf/in^2 | 2.320603E-3 | 0 | Pa
PressureUoM | Pag | 1 | -101325 | Pa
PressureUoM | hPa | 1.00E-2 | 0 | Pa
PressureUoM | ksi | 1.450377377E-07 | 0 | Pa
PressureUoM | lbf/ft^2 | 2.08854342E-2 | 0 | Pa
PressureUoM | lbf/in^2 | 1.450377E-4 | 0 | Pa
RadianceUoM | W/cm^2/sr | 1 | 0 | W/cm^2/sr
RadiantIntensityUoM | W/sr | 1 | 0 | W/sr
RadionuclideActivityUoM | Bq | 1 | 0 | Bq
RadionuclideActivityUoM | uCi | 2.7027027027E-5 | 0 | Bq
RadionuclideActivityUoM | rutherford | 1.00E-6 | 0 | Bq
RadionuclideActivityUoM | mCi | 2.7027027027E-8 | 0 | Bq
RadionuclideActivityUoM | GBq | 1.00E-9 | 0 | Bq
RadionuclideActivityUoM | kBq | 1.00E-3 | 0 | Bq
RadionuclideActivityUoM | Ci | 2.7027027027E-11 | 0 | Bq
RotationalStiffnessUoM | N-m/rad | 1 | 0 | N-m/rad
RotationalStiffnessUoM | N-m/deg | 1.74532925199432957700000000000e-2 | 0 | N-m/rad
RotationalStiffnessUoM | N-mm/rad | 1000 | 0 | N-m/rad
RotationalStiffnessUoM | N-mm/deg | 1.745329251994329577000000000000E1 | 0 | N-m/rad
RotationalStiffnessUoM | kN-m/rad | 0.001 | 0 | N-m/rad
RotationalStiffnessUoM | kN-m/deg | 1.74532925199432957700000000000e-5 | 0 | N-m/rad
RotationalStiffnessUoM | lbf-in/rad | 8.8507457913271843665369847796527 | 0 | N-m/rad
RotationalStiffnessUoM | lbf-in/deg | 1.54474655315690000000E-01 | 0 | N-m/rad
RotationalStiffnessUoM | lbf-ft/rad | 7.37562149277265000000E-01 | 0 | N-m/rad
RotationalStiffnessUoM | lbf-ft/deg | 1.28728879429741960863191353510e-2 | 0 | N-m/rad
SecondMomentOfAreaUoM | m^4 | 1 | 0 | m^4
SecondMomentOfAreaUoM | mm^4 | 1.0E12 | 0 | m^4
SecondMomentOfAreaUoM | cm^4 | 1.0E8 | 0 | m^4
SecondMomentOfAreaUoM | in^4 | 2.402509610E+06 | 0 | m^4
SecondMomentOfAreaUoM | ft^4 | 1.1586176745895E+02 | 0 | m^4
SIUoM | E | 1E-18 | 0 | unit
SIUoM | G | 1E-09 | 0 | unit
SIUoM | M | 1E-06 | 0 | unit
SIUoM | P | 1E-15 | 0 | unit
SIUoM | T | 1E-12 | 0 | unit
SIUoM | a | 1E+18 | 0 | unit
SIUoM | c | 100 | 0 | unit
SIUoM | d | 10 | 0 | unit
SIUoM | da | 0.1 | 0 | unit
SIUoM | f | 1E+15 | 0 | unit
SIUoM | h | 0.01 | 0 | unit
SIUoM | k | 0.001 | 0 | unit
SIUoM | u | 1E+06 | 0 | unit
SIUoM | m | 1000 | 0 | unit
SIUoM | ma | 1E-4 | 0 | unit
SIUoM | n | 1E+09 | 0 | unit
SIUoM | p | 1E+12 | 0 | unit
SIUoM | unit | 1 | 0 | unit
SIUoM | y | 1E24 | 0 | unit
SIUoM | Y | 1E-24 | 0 | unit
SIUoM | z | 1E21 | 0 | unit
SIUoM | Z | 1E-21 | 0 | unit
SlopeUoM | mm/m | 1000 | 0 | m/m
SlopeUoM | cm/m | 100 | 0 | m/m
SlopeUoM | m/m | 1 | 0 | m/m
SlopeUoM | in/30ft | 360 | 0 | m/m
SlopeUoM | in/ft | 12 | 0 | m/m
SlopeUoM | ft/ft | 1 | 0 | m/m
SlopeUoM | in/10 ft | 120 | 0 | m/m
SlopeUoM | in/12 in | 12 | 0 | m/m
SlopeUoM | in/100 ft | 1200 | 0 | m/m
SlopeOfVaporPressWithTempUoM | Pa/K | 1 | 0 | Pa/K
SlopeOfVaporPressWithTempUoM | kPa/K | 0.001 | 0 | Pa/K
SlopeOfVaporPressWithTempUoM | bar/K | 0.00001 | 0 | Pa/K
SlopeOfVaporPressWithTempUoM | mmHg/K | 7.500621E-03 | 0 | Pa/K
SlopeOfVaporPressWithTempUoM | inHg/K | 2.953E-04 | 0 | Pa/K
SlopeOfVaporPressWithTempUoM | psi/K | 1.45E-04 | 0 | Pa/K
SlopeOfVaporPressWithTempUoM | psi/degR | 8.055555558E-05 | 0 | Pa/K
SlopeOfVaporPressWithTempUoM | ftH2O/degR | 1.864795E-04 | 0 | Pa/K
SlopeOfVaporPressWithTempUoM | ftH2O/degK | 3.356630824E-04 | 0 | Pa/K
SlopeOfVaporPressWithTempUoM | inHg/degR | 1.640556E-04 | 0 | Pa/K
SlopeOfVaporPressWithTempUoM | mmHg/degR | 4.167010E-03 | 0 | Pa/K
SolidAngleUoM | sr | 1 | 0 | sr
SpecificActivityUoM | Bq/m^3 | 1 | 0 | Bq/m^3
SpecificActivityUoM | Ci/ft^3 | 7.653206E-13 | 0 | Bq/m^3
SpecificHeatCapacityUoM | J/(kg-K) | 1 | 0 | J/(kg-K)
SpecificHeatCapacityUoM | kJ/(kg-K) | 0.001 | 0 | J/(kg-K)
SpecificHeatCapacityUoM | J/(kg-degC) | 1 | 0 | J/(kg-K)
SpecificHeatCapacityUoM | kJ/(kg-degC) | 0.001 | 0 | J/(kg-K)
SpecificHeatCapacityUoM | Btu_IT/(lb-degF) | 2.388459E-04 | 0 | J/(kg-K)
SpecificHeatCapacityUoM | Btu_th/(lb-degF) | 2.388459E-04 | 0 | J/(kg-K)
SpecificHeatCapacityUoM | CHU/(lb-degC) | 1.326922E-04 | 0 | J/(kg-K)
SpecificHeatCapacityUoM | cal_IT/(g-degC) | 2.388459E-04 | 0 | J/(kg-K)
SpecificHeatCapacityUoM | cal/(g-degC) | 2.390057E-04 | 0 | J/(kg-K)
SpecificHeatCapacityUoM | cal/(kg-degC) | 2.39006E-01 | 0 | J/(kg-K)
SpecificHeatCapacityUoM | kcal/(kg-degC) | 2.39006E-04 | 0 | J/(kg-K)
SpecificLatentHeatUoM | J/kg | 1 | 0 | J/kg
SpecificLatentHeatUoM | kJ/kg | 0.001 | 0 | J/kg
SpecificLatentHeatUoM | MJ/kg | 0.000001 | 0 | J/kg
SpecificLatentHeatUoM | btu/lb | 4.299E-04 | 0 | J/kg
SpecificLatentHeatUoM | CHU/lb | 2.390060E-04 | 0 | J/kg
SpecificLatentHeatUoM | kcal/kg | 2.388490E-04 | 0 | J/kg
SpecificMassFuelConsumptionUoM | kg/J | 1 | 0 | kg/J
SpecificMassFuelConsumptionUoM | kg/MJ | 1000000 | 0 | kg/J
SpecificMassFuelConsumptionUoM | kg/kwh | 3600000 | 0 | kg/J
SpecificMassFuelConsumptionUoM | lb/hp-h | 5918354 | 0 | kg/J
SpecificPressureDropUoM | pa/100m | 1 | 0 | pa/100m
SpecificPressureDropUoM | kpa/100m | 0.001 | 0 | pa/100m
SpecificPressureDropUoM | bar/100m | 0.00001 | 0 | pa/100m
SpecificPressureDropUoM | psi/100ft | 4.4196E-05 | 0 | pa/100m
SpecificResistanceUoM | m/kg | 1 | 0 | m/kg
SpecificSurfacePackingsUoM | m-1 | 1 | 0 | m-1
SpecificSurfacePackingsUoM | ft-1 | 3.2808398950131233595800524934383 | 0 | m-1
SpecificVolumeFuelConsumptionUoM | m^3/J | 1 | 0 | m^3/J
SpecificVolumeFuelConsumptionUoM | m^3/kW-h | 3600000 | 0 | m^3/J
SpecificVolumeFuelConsumptionUoM | gal_US/hp-h | 7.091751E+08 | 0 | m^3/J
SpecificVolumeUoM | cm^3/g | 1000 | 0 | m^3/kg
SpecificVolumeUoM | m^3/g | 0.001 | 0 | m^3/kg
SpecificVolumeUoM | m^3/kg | 1 | 0 | m^3/kg
SpecificVolumeUoM | L/g | 1 | 0 | m^3/kg
SpecificVolumeUoM | in^3/lb | 27679.899 | 0 | m^3/kg
SpecificVolumeUoM | ft^3/lb | 16.018463 | 0 | m^3/kg
SpecificVolumeUoM | gal_US/lb | 119.8264 | 0 | m^3/kg
SpecificVolumeUoM | gal_UK/lb | 99.776321 | 0 | m^3/kg
SurfaceTensionUoM | dyn/cm | 1000 | 0 | N/m
SurfaceTensionUoM | mN/m | 1000 | 0 | N/m
SurfaceTensionUoM | N/m | 1 | 0 | N/m
SurfaceTensionUoM | N/mm | 0.001 | 0 | N/m
SurfaceTensionUoM | lbf/ft | 6.85217658567917551881456209451e-2 | 0 | N/m
TemperatureUoM | C | 1 | -273.15 | K
TemperatureUoM | F | 1.8 | -459.67 | K
TemperatureUoM | K | 1 | 0 | K
TemperatureUoM | Ra | 1.8 | 0 | K
ThermalConductivityUoM | kW/(m-K) | 0.001 | 0 | W/(m-K)
ThermalConductivityUoM | W/(m-K) | 1 | 0 | W/(m-K)
ThermalConductivityUoM | kW/(m-degC) | 0.001 | 0 | W/(m-K)
ThermalConductivityUoM | W/m-degC | 1 | 0 | W/(m-K)
ThermalConductivityUoM | tcond-kcal | 0.8604 | 0 | W/(m-K)
ThermalConductivityUoM | tcond-btu | 0.5777 | 0 | W/(m-K)
ThermalConductivityUoM | Btu_IT-ft/(h-ft^2-degF) | 5.777892E-01 | 0 | W/(m-K)
ThermalConductivityUoM | Btu_th-ft/(h-ft^2-degF) | 5.781761E-01 | 0 | W/(m-K)
ThermalConductivityUoM | Btu_IT-in/(h-ft^2-degF) | 6.933471E+00 | 0 | W/(m-K)
ThermalConductivityUoM | Btu_th-in/(h-ft^2-degF) | 6.938113E+00 | 0 | W/(m-K)
ThermalConductivityUoM | Btu_IT-in/(s-ft^2-degF) | 1.925964E-03 | 0 | W/(m-K)
ThermalConductivityUoM | Btu_th-in/(s-ft^2-deg F) | 1.927253E-03 | 0 | W/(m-K)
ThermalConductivityUoM | J/(s-m-K) | 1 | 0 | W/(m-K)
ThermalConductivityUoM | J/(s-m-degC) | 1 | 0 | W/(m-K)
TimeUoM | ns | 1.00E+09 | 0 | s
TimeUoM | us | 1000000 | 0 | s
TimeUoM | ms | 1000 | 0 | s
TimeUoM | s | 1 | 0 | s
TimeUoM | min | 1.6666666666666666666666666666667E-02 | 0 | s
TimeUoM | h | 2.7777777777777777777777777777778E-04 | 0 | s
TimeUoM | d | 1.1574074074074074074074074074074E-05 | 0 | s
TimeUoM | wk | 1.6534391534391534391534391534392e-6 | 0 | s
TimeUoM | yr | 3.1709791983764586504312531709792e-8 | 0 | s
TimeUoM | decade | 3.1709791983764586504312531709792e-9 | 0 | s
TimeUoM | century | 3.1709791983764586504312531709792e-10 | 0 | s
VelocityUoM | km/h | 3.6 | 0 | m/s
VelocityUoM | cm/s | 100 | 0 | m/s
VelocityUoM | m/s | 1 | 0 | m/s
VelocityUoM | mm/s | 1000 | 0 | m/s
VelocityUoM | ft/s | 3.2808398950131233595800524934383 | 0 | m/s
VelocityUoM | ft/min | 196.8503937007874015748031496063 | 0 | m/s
VelocityUoM | ft/h | 1.181102362204723944447888895778E+04 | 0 | m/s
VelocityUoM | in/s | 39.37007874015748031496062992126 | 0 | m/s
VelocityUoM | mi/s | 6.21371192237333969617434184363e-4 | 0 | m/s
VelocityUoM | mi/min | 3.728227E-02 | 0 | m/s
VelocityUoM | mi/h | 2.2369362920544022906227630637079 | 0 | m/s
VelocityUoM | knot_inter | 1.943845 | 0 | m/s
VelocityUoM | furlong/min | 0.29826 | 0 | m/s
VelocityUoM | furlong/fortnight | 6012.9216 | 0 | m/s
VelocityUoM | league/day | 17.89549 | 0 | m/s
VelocityUoM | mach | 0.00302 | 0 | m/s
VelocityUoM | km/s | 0.001 | 0 | m/s
VelocityUoM | mm/yr | 3.1536E+10 | 0 | m/s
VelocityUoM | cm/min | 6.00E3 | 0 | m/s
VelocityUoM | in/min | 2.36220472440944E3 | 0 | m/s
VolumetricFlowUoM | m^3/s | 1 | 0 | m^3/s
VolumetricFlowUoM | m^3/min | 60 | 0 | m^3/s
VolumetricFlowUoM | m^3/h | 3600 | 0 | m^3/s
VolumetricFlowUoM | m^3/day | 86400 | 0 | m^3/s
VolumetricFlowUoM | m^3/yr | 31536000 | 0 | m^3/s
VolumetricFlowUoM | ft^3/s | 3.5314666721488590250438010354003E+01 | 0 | m^3/s
VolumetricFlowUoM | ft^3/min | 2.1188800032893154150262806212402E+03 | 0 | m^3/s
VolumetricFlowUoM | ft^3/h | 1.2713280019735892490157683727441E+05 | 0 | m^3/s
VolumetricFlowUoM | ft^3/day | 3.0511872047366141976378440945858E+06 | 0 | m^3/s
VolumetricFlowUoM | ft^3/yr | 1.1144223235779151943552276059474E+09 | 0 | m^3/s
VolumetricFlowUoM | gal_US/s | 2.6417205236E+02 | 0 | m^3/s
VolumetricFlowUoM | gal_US/min | 1.58503231E+04 | 0 | m^3/s
VolumetricFlowUoM | gal_US/h | 9.5101938848933731016056399322704E+05 | 0 | m^3/s
VolumetricFlowUoM | gal_US/day | 2.2824465323744017300420938618218E+07 | 0 | m^3/s
VolumetricFlowUoM | gal_US/yr | 8.3364579010503846294201341029567E+09 | 0 | m^3/s
VolumetricFlowUoM | in^3/s | 6.1023744094732283952756881891717E+04 | 0 | m^3/s
VolumetricFlowUoM | in^3/min | 3.6614246456839415058422249207564E+06 | 0 | m^3/s
VolumetricFlowUoM | yd^3/s | 1.30795061931 | 0 | m^3/s
VolumetricFlowUoM | yd^3/min | 7.8477037158863533889862245231117E+01 | 0 | m^3/s
VolumetricFlowUoM | gal_UK/s | 2.199692E+02 | 0 | m^3/s
VolumetricFlowUoM | gal_UK/min | 1.31981540792578550502963881569e+4 | 0 | m^3/s
VolumetricFlowUoM | gal_UK/h | 7.91889376632220789280894450995e+5 | 0 | m^3/s
VolumetricFlowUoM | gal_UK/day | 1.900534E+07 | 0 | m^3/s
VolumetricFlowUoM | gal_UK/yr | 6.94154987326364E9 | 0 | m^3/s
VolumetricFlowUoM | L/s | 1000 | 0 | m^3/s
VolumetricFlowUoM | L/min | 60000 | 0 | m^3/s
VolumetricFlowUoM | L/h | 3600000 | 0 | m^3/s
VolumetricFlowUoM | L/day | 8.64E+07 | 0 | m^3/s
VolumetricFlowUoM | L/yr | 3.153600E+10 | 0 | m^3/s
VolumetricFlowUoM | mm^3/s | 1.0E9 | 0 | m^3/s
VolumetricFlowUoM | cm^3/s | 1.0E6 | 0 | m^3/s
VolumetricFlowUoM | mL/s | 1.0E6 | 0 | m^3/s
VolumetricFlowUoM | Mm^3/day | 0.0864 | 0 | m^3/s
VolumetricFlowUoM | US kbbl_pet/h | 22.6433180512 | 0 | m^3/s
VolumetricFlowUoM | hL/h | 3.600E4 | 0 | m^3/s
VolumetricFlowUoM | in^3/day | 5.27245148978487E9 | 0 | m^3/s
VolumetricFlowUoM | gal_imp_liq/s | 219.969279363206 | 0 | m^3/s
VolumetricFlowUoM | bbl_UK/h | 2.199693787E4 | 0 | m^3/s
VolumetricFlowUoM | bbl_UK/d | 5.279265089E5 | 0 | m^3/s
VolumetricFlowUoM | US kbbl_pet/d | 543.4396332 | 0 | m^3/s
VolumetricFlowUoM | gal_imp_liq/d | 1.9005345736981E7 | 0 | m^3/s
VolumetricFlowUoM | US Mbbl_pet/d | 0.5434396332 | 0 | m^3/s
VolumetricFlowUoM | gal_imp_liq/h | 7.91889405707541E5 | 0 | m^3/s
VolumetricFlowUoM | kft^3/d | 3.051187205E3 | 0 | m^3/s
VolumetricFlowUoM | cm^3/min | 6.00E7 | 0 | m^3/s
VolumetricFlowUoM | hL/d | 8.6400E5 | 0 | m^3/s
VolumetricFlowUoM | gal_imp_liq/min | 1.31981567617923E4 | 0 | m^3/s
VolumetricFlowUoM | kft^3/min | 2.118880003 | 0 | m^3/s
VolumetricFlowUoM | ml/h | 3.6E9 | 0 | m^3/s
VolumetricFlowUoM | kft^3/h | 127.1328001992 | 0 | m^3/s
VolumetricFlowUoM | US barrel_pet/hr | 22643.31805 | 0 | m^3/s
VolumetricFlowUoM | dm^3/s | 1.00E3 | 0 | m^3/s
VolumetricFlowUoM | US barrel_pet/sec. | 6.28981057 | 0 | m^3/s
VolumetricFlowUoM | Mft^3/min | 0.00211888 | 0 | m^3/s
VolumetricFlowUoM | Mft^3/d | 3.051187205 | 0 | m^3/s
VolumetricFlowUoM | MFt^3/h | 0.1271328002 | 0 | m^3/s
VolumetricFlowUoM | US bbl_pet/d | 543439.6332285660 | 0 | m^3/s
VolumetricFlowUoM | US barrel_pet/min. | 377.3886342 | 0 | m^3/s
VolumetricFlowUoM | in^3/h | 2.19685478741036E8 | 0 | m^3/s
VolumeUoM | mm^3 | 1.e+9 | 0 | m^3
VolumeUoM | cc | 1.e+6 | 0 | m^3
VolumeUoM | dm^3 | 1.e3 | 0 | m^3
VolumeUoM | m^3 | 1 | 0 | m^3
VolumeUoM | dam^3 | 0.001 | 0 | m^3
VolumeUoM | hm^3 | 0.000001 | 0 | m^3
VolumeUoM | km^3 | 1.e-9 | 0 | m^3
VolumeUoM | uL | 1000000000 | 0 | m^3
VolumeUoM | mL | 1.00E+06 | 0 | m^3
VolumeUoM | cL | 100000 | 0 | m^3
VolumeUoM | dL | 10000 | 0 | m^3
VolumeUoM | L | 1000 | 0 | m^3
VolumeUoM | daL | 100 | 0 | m^3
VolumeUoM | hL | 10 | 0 | m^3
VolumeUoM | kL | 1 | 0 | m^3
VolumeUoM | in^3 | 6.102374E+04 | 0 | m^3
VolumeUoM | ft^3 | 3.5314666722E+01 | 0 | m^3
VolumeUoM | yd^3 | 1.30795061931 | 0 | m^3
VolumeUoM | mi^3 | 2.39912758578927692729742190922E-10 | 0 | m^3
VolumeUoM | fl oz_US | 3.38140307770E+04 | 0 | m^3
VolumeUoM | fl oz_UK | 3.519507E+04 | 0 | m^3
VolumeUoM | tsp | 2.0288413621105798301176313979584E+05 | 0 | m^3
VolumeUoM | T | 6.7628045403685994337254379931946E+04 | 0 | m^3
VolumeUoM | cup_US | 4.226753E+03 | 0 | m^3
VolumeUoM | pt_UK | 1.7598E+03 | 0 | m^3
VolumeUoM | pt_US_dry | 1.816166E+03 | 0 | m^3
VolumeUoM | pt_US_liq | 2.11337642E+03 | 0 | m^3
VolumeUoM | qt_UK | 8.79876459784227068683241798773e+2 | 0 | m^3
VolumeUoM | qt_US_dry | 9.080829E+02 | 0 | m^3
VolumeUoM | qt_US_liq | 1.05668821E+03 | 0 | m^3
VolumeUoM | gal_US_liq | 2.641720524E+02 | 0 | m^3
VolumeUoM | gal_Imp_liq | 2.19969279363206041054681794048e+2 | 0 | m^3
VolumeUoM | gal_UK_liq | 2.19969142381155526540511165159e+2 | 0 | m^3
VolumeUoM | gal_dry | 227.020746 | 0 | m^3
VolumeUoM | fifth | 422.675278 | 0 | m^3
VolumeUoM | bbl | 6.2898105697750700842142737187184 | 0 | m^3
VolumeUoM | bbl_dry | 8.648489684 | 0 | m^3
VolumeUoM | bbl_UK | 6.11026052 | 0 | m^3
VolumeUoM | bbl_petro_42gal | 6.289811 | 0 | m^3
VolumeUoM | board ft | 423.776039 | 0 | m^3
VolumeUoM | pk_US | 1.135104E+02 | 0 | m^3
VolumeUoM | pk_UK | 109.984659 | 0 | m^3
VolumeUoM | bu | 28.377593 | 0 | m^3
VolumeUoM | bu_UK | 27.4961818 | 0 | m^3
VolumeUoM | gill_UK | 7.039031E+03 | 0 | m^3
VolumeUoM | gill_US | 8.453505E+03 | 0 | m^3
VolumeUoM | stere | 1 | 0 | m^3
VolumeUoM | ton_reg | 3.531466E-01 | 0 | m^3
VolumeUoM | ac in | 0.009728558 | 0 | m^3
VolumeUoM | ac ft | 8.1070E-04 | 0 | m^3
VolumeUoM | bag | 9.165390718 | 0 | m^3
VolumeUoM | bucket | 54.9923295 | 0 | m^3
VolumeUoM | cord | 0.275895829 | 0 | m^3
VolumeUoM | cord-ft | 2.207166638 | 0 | m^3
VolumeUoM | cord-face | 0.551791659 | 0 | m^3
VolumeUoM | seam | 3.437020728 | 0 | m^3
VolumeUoM | butt | 2.096603559 | 0 | m^3
VolumeUoM | hogshead | 4.193207119 | 0 | m^3
VolumeUoM | tun | 1.04830178 | 0 | m^3
VolumeUoM | minim | 16230730 | 0 | m^3
VolumeUoM | minim_UK | 16893648 | 0 | m^3
VolumeUoM | scruple_UK | 844682.432 | 0 | m^3
VolumeUoM | drachm | 281560.781 | 0 | m^3
VolumeUoM | fl dram | 270512.179 | 0 | m^3
VolumeUoM | firkin | 3.14490534 | 0 | m^3
VolumeUoM | firkin_UK | 24.4410421 | 0 | m^3
VolumeUoM | perch^3 | 1.42685520 | 0 | m^3
VolumeUoM | puncheon | 3.14490534 | 0 | m^3
VolumeUoM | qrtn_UK_dry | 438.8884959 | 0 | m^3
VolumeUoM | qrtn_UK_fl | 7039.02151 | 0 | m^3
VolumeUoM | kilderkin | 12.22052105 | 0 | m^3
MassMomentOfInertiaUoM | kg-m^2 | 1 | 0 | kg-m^2
MassMomentOfInertiaUoM | kg-mm^2 | 1.0E6 | 0 | kg-m^2
MassMomentOfInertiaUoM | g-mm^2 | 1.0E9 | 0 | kg-m^2
MassMomentOfInertiaUoM | g-cm^2 | 1.0E7 | 0 | kg-m^2
MassMomentOfInertiaUoM | slug-ft^2 | 7.3756214927726536387808206497105E-1 | 0 | kg-m^2
MassMomentOfInertiaUoM | slug-in^2 | 1.0620894949592621239092359005381E2 | 0 | kg-m^2
MassMomentOfInertiaUoM | slinch-in^2 | 8.8507457913271843665369847796527 | 0 | kg-m^2
MassMomentOfInertiaUoM | lbm-in^2 | 3.4171718982093989200039339287158E3 | 0 | kg-m^2
MassMomentOfInertiaUoM | lbm-ft^2 | 2.373036040423193694447176339386E1 | 0 | kg-m^2
ElasticModulusUoM | N/mm^2 | 0.000001 | 0 | N/m^2
ElasticModulusUoM | N/m^2 | 1 | 0 | N/m^2
ElasticModulusUoM | MN/m^2 | 0.000001 | 0 | N/m^2
ElasticModulusUoM | Mpsi | 1.45E-10 | 0 | N/m^2
ElasticModulusUoM | Mkgf/cm^2 | 1.019716E-05 | 0 | N/m^2
ElectricalConductivityUoM | S/m | 1 | 0 | S/m
ElectricalConductivityUoM | mS/cm | 1.00E1 | 0 | S/m
ElectricalConductivityUoM | mmho/cm | 1.00E1 | 0 | S/m
ElectricalConductivityUoM | umho/cm | 1.00E4 | 0 | S/m
ElectricalConductivityUoM | umho/in | 2.54E4 | 0 | S/m
ElectricalConductivityUoM | S/cm | 0.01 | 0 | S/m
ElectricalConductivityUoM | mho/cm | 1.00E-2 | 0 | S/m
ElectricalConductivityUoM | uS/cm | 1.00E4 | 0 | S/m
ElectricalFieldStrengthUoM | V/m | 1 | 0 | V/m
ElectricalFieldStrengthUoM | mV/mil | 2.54E-2 | 0 | V/m
ElectricCapacitanceUoM | nF | 1.00E+09 | 0 | F
ElectricCapacitanceUoM | uF | 1000000 | 0 | F
ElectricCapacitanceUoM | F | 1 | 0 | F
ElectricCapacitanceUoM | abfarad | 1.00E-09 | 0 | F
ElectricCapacitanceUoM | emu | 1.00E-09 | 0 | F
ElectricCapacitanceUoM | esu | 8.987552E+11 | 0 | F
ElectricCapacitanceUoM | statfarad | 8.987552E+11 | 0 | F
ElectricCapacitanceUoM | pF | 1.00E12 | 0 | F
ElectricChargeUoM | C | 1 | 0 | C
ElectricChargeUoM | abcoulomb | 0.1 | 0 | C
ElectricChargeUoM | Ah | 2.7777777777777777777777777777778E-04 | 0 | C
ElectricChargeUoM | Faraday_carbon12 | 1.03641E-05 | 0 | C
ElectricChargeUoM | Faraday_chem | 1.03632E-05 | 0 | C
ElectricChargeUoM | Faraday_phy | 1.03603E-05 | 0 | C
ElectricChargeUoM | statcoulomb | 2.997925E+09 | 0 | C
ElectricConductanceUoM | S | 1 | 0 | S
ElectricConductanceUoM | abmho | 1.00E-09 | 0 | S
ElectricConductanceUoM | mho | 1 | 0 | S
ElectricConductanceUoM | statmho | 8.987552E+11 | 0 | S
ElectricConductanceUoM | uS | 1.00E6 | 0 | S
ElectricCurrentUoM | mA | 1000 | 0 | A
ElectricCurrentUoM | A | 1 | 0 | A
ElectricCurrentUoM | emu | 0.1 | 0 | A
ElectricCurrentUoM | esu | 2997924580 | 0 | A
ElectricCurrentUoM | statamp | 2997924580 | 0 | A
ElectricCurrentUoM | intamp | 1.00016502722949 | 0 | A
ElectricCurrentUoM | biot | 0.1 | 0 | A
ElectricCurrentUoM | kA | 0.001 | 0 | A
ElectricInductanceUoM | uH | 1000000 | 0 | H
ElectricInductanceUoM | mH | 1000 | 0 | H
ElectricInductanceUoM | H | 1 | 0 | H
ElectricInductanceUoM | abhenry | 1.00E+09 | 0 | H
ElectricInductanceUoM | EMU of inductance | 1.00E+09 | 0 | H
ElectricInductanceUoM | ESU of inductance | 1.112650E-12 | 0 | H
ElectricInductanceUoM | stathenry | 1.112650E-12 | 0 | H
ElectricPotentialUoM | uV | 1000000 | 0 | V
ElectricPotentialUoM | mV | 1000 | 0 | V
ElectricPotentialUoM | V | 1 | 0 | V
ElectricPotentialUoM | kV | 0.001 | 0 | V
ElectricPotentialUoM | MV | 0.000001 | 0 | V
ElectricPotentialUoM | abvolt | 1.00E+08 | 0 | V
ElectricPotentialUoM | emu | 1.00E+08 | 0 | V
ElectricPotentialUoM | esu | 3.335640E-03 | 0 | V
ElectricPotentialUoM | statvolt | 3.335640E-03 | 0 | V
ElectricResistanceUoM | mohm | 1000 | 0 | ohm
ElectricResistanceUoM | ohm | 1 | 0 | ohm
ElectricResistanceUoM | Kohm | 0.001 | 0 | ohm
ElectricResistanceUoM | Mohm | 0.000001 | 0 | ohm
EnergyUoM | uJ | 1000000 | 0 | J
EnergyUoM | J | 1 | 0 | J
EnergyUoM | kJ | 0.001 | 0 | J
EnergyUoM | MJ | 0.000001 | 0 | J
EnergyUoM | Btu_IT | 9.47817120313317200012785044475e-4 | 0 | J
EnergyUoM | Btu_mean | 9.47086E-04 | 0 | J
EnergyUoM | Btu_th | 9.484517E-04 | 0 | J
EnergyUoM | Btu_39F | 9.43690E-04 | 0 | J
EnergyUoM | Btu_59F | 9.48047E-04 | 0 | J
EnergyUoM | Btu_60F | 9.48155E-04 | 0 | J
EnergyUoM | cal_IT | 2.388459E-01 | 0 | J
EnergyUoM | cal_mean | 2.38662E-01 | 0 | J
EnergyUoM | cal_th | 2.390057E-01 | 0 | J
EnergyUoM | cal_15C | 2.38903E-01 | 0 | J
EnergyUoM | cal_20C | 2.39126E-01 | 0 | J
EnergyUoM | cal_kg_IT | 2.388459E-04 | 0 | J
EnergyUoM | cal_kg_mean | 2.38662E-04 | 0 | J
EnergyUoM | cal_kg_th | 2.390057E-04 | 0 | J
EnergyUoM | eV | 6.2414570057234E+18 | 0 | J
EnergyUoM | erg | 1.00E+07 | 0 | J
EnergyUoM | ft-lbf | 7.3756214927726536387808206497105E-01 | 0 | J
EnergyUoM | ft-poundal | 2.373036E1 | 0 | J
EnergyUoM | Kcal_IT | 2.388459E-04 | 0 | J
EnergyUoM | Kcal_mean | 2.38662E-04 | 0 | J
EnergyUoM | Kcal_th | 2.390057E-04 | 0 | J
EnergyUoM | quad | 9.479E-19 | 0 | J
EnergyUoM | therm_EEG | 9.478134E-09 | 0 | J
EnergyUoM | therm _US | 9.480434E-09 | 0 | J
EnergyUoM | ton_TNT | 2.390E-10 | 0 | J
EnergyUoM | W-s | 1 | 0 | J
EnergyUoM | W-h | 2.7777777777777777777777777777778E-04 | 0 | J
EnergyUoM | kW-h | 2.77777777777777777777777777778e-7 | 0 | J
EnergyUoM | hp-h | 3.725059E-07 | 0 | J
EnergyUoM | CHU | 5.265699E-04 | 0 | J
EnergyUoM | in-lbf | 8.8507457913271843665369847796527 | 0 | J
EnergyDensityUoM | J/m^3 | 1 | 0 | J/m^3
EnergyDensityUoM | kJ/m^3 | 0.001 | 0 | J/m^3
EnergyDensityUoM | cal/m^3 | 0.238849 | 0 | J/m^3
EnergyDensityUoM | kcal/m^3 | 2.38849E-04 | 0 | J/m^3
EnergyDensityUoM | btu/ft^3 | 2.683919E-05 | 0 | J/m^3
EnergyDensityUoM | cal_IT/L | 2.38849E-4 | 0 | J/m^3
EnergyDensityUoM | MJ/m^3 | 1.00E6 | 0 | J/m^3
EnergyDensityUoM | Btu_IT/gal_US_liq | 3.58787810E-06 | 0 | J/m^3
EnthropyUoM | J/K | 1 | 0 | J/K
EntropyUoM | kJ/kmol-K | 1 | 0 | kJ/kmol-K
EntropyUoM | J/mol-K | 1 | 0 | kJ/kmol-K
EntropyUoM | J/kmol-K | 1000 | 0 | kJ/kmol-K
FilmCoefficientUoM | W/(m^2-K) | 1 | 0 | W/(m^2-K)
FilmCoefficientUoM | W/(m^2-degC) | 1 | 0 | W/(m^2-K)
FilmCoefficientUoM | uW/(mm^2-degC) | 1 | 0 | W/(m^2-K)
FilmCoefficientUoM | Btu/(h-ft^2-degF) | 1.7611018368230584242222316404934E-01 | 0 | W/(m^2-K)
FilmCoefficientUoM | ft-lbf/(s-ft^2-degF) | 3.80676476982176417769885948413e-2 | 0 | W/(m^2-K)
FilmCoefficientUoM | in-lbf/(s-in^2-degF) | 3.17230397485147014788111265326e-3 | 0 | W/(m^2-K)
FlowRateUoM | m^3/s | 1 | 0 | m^3/s
FlowRateUoM | m^3/min | 1.666667E-02 | 0 | m^3/s
FlowRateUoM | m^3/h | 3600 | 0 | m^3/s
FlowRateUoM | m^3/day | 86400 | 0 | m^3/s
FlowRateUoM | ft^3/s | 35.314666721488590250438010354003 | 0 | m^3/s
FlowRateUoM | ft^3/min | 2.1188800032893154150262806212402E+03 | 0 | m^3/s
FlowRateUoM | ft^3/h | 1.2713280019735892490157683727441E+05 | 0 | m^3/s
FlowRateUoM | ft^3/day | 3.0511872047366141976378440945858E+06 | 0 | m^3/s
FlowRateUoM | gal_US_liq/s | 2.6417205235814841537989992160916E+02 | 0 | m^3/s
FlowRateUoM | gal_UK_liq/s | 219.969248299088 | 0 | m^3/s
FlowRateUoM | gal_US_liq/min | 1.58503222370510792484411208079E+04 | 0 | m^3/s
FlowRateUoM | gal_US_liq/h | 9.510193E+05 | 0 | m^3/s
FlowRateUoM | gal_US_liq/day | 2.282446E+07 | 0 | m^3/s
FlowRateUoM | l/min | 60000 | 0 | m^3/s
FlowRateUoM | in^3/s | 6.1023744E+04 | 0 | m^3/s
FlowRateUoM | in^3/min | 3.6614246456839415058422249207564E+06 | 0 | m^3/s
FlowRateUoM | yd^3/s | 1.307951E+00 | 0 | m^3/s
FlowRateUoM | yd^3/min | 7.847704E+01 | 0 | m^3/s
MagneticFluxUoM | Wb | 1 | 0 | Wb
MagneticFluxUoM | Maxwell | 1.00E+08 | 0 | Wb
MagneticFluxUoM | unit_pole | 7.9577475436422769662201574519929E+06 | 0 | Wb
ForceUoM | nN | 1.00E+09 | 0 | N
ForceUoM | mN | 1000 | 0 | N
ForceUoM | N | 1 | 0 | N
ForceUoM | kN | 0.001 | 0 | N
ForceUoM | ozf | 3.596942E+00 | 0 | N
ForceUoM | lbf | 2.2480894309971048291003941340318E-01 | 0 | N
ForceUoM | tonf | 1.124045E-04 | 0 | N
ForceUoM | gf | 1.019716E+02 | 0 | N
ForceUoM | kgf | 1.019716E-01 | 0 | N
ForceUoM | kp | 1.019716E-01 | 0 | N
ForceUoM | dyn | 100000 | 0 | N
ForceUoM | kip | 2.24808943099710482910039413403e-4 | 0 | N
ForceUoM | poundal | 7.233011 | 0 | N
ForceUoM | plf | 6.852177E-02 | 0 | N
ForcePerDistanceUoM | N/m | 1 | 0 | N/m
ForcePerDistanceUoM | N/mm | 0.001 | 0 | N/m
ForcePerDistanceUoM | N/cm | 0.01 | 0 | N/m
ForcePerDistanceUoM | kN/m | 0.001 | 0 | N/m
ForcePerDistanceUoM | ppi | 5.71014715473264626437457052428e-3 | 0 | N/m
ForcePerDistanceUoM | ppf | 6.85217658567912856649060076491e-2 | 0 | N/m
ForcePerDistanceUoM | kpi | 5.71014715473264626437457052428e-6 | 0 | N/m
ForcePerDistanceUoM | kpf | 6.85217658567917551881456209451e-5 | 0 | N/m
ForcePerDistanceUoM | dyn/m | 100000 | 0 | N/m
ForcePerDistanceUoM | dyn/mm | 100 | 0 | N/m
ForcePerDistanceUoM | dyn/cm | 1000 | 0 | N/m
ForcePerDistanceUoM | mN/m | 1000 | 0 | N/m
FrequencyUoM | Hz | 1 | 0 | Hz
FrequencyUoM | KHz | 0.001 | 0 | Hz
FrequencyUoM | kHz | 0.001 | 0 | Hz
FrequencyUoM | MHz | 0.000001 | 0 | Hz
FrequencyUoM | /min | 60 | 0 | Hz
FrequencyUoM | /h | 3600 | 0 | Hz
FrequencyUoM | /d | 86400 | 0 | Hz
FrequencyUoM | /wk | 604800 | 0 | Hz
FrequencyUoM | /yr | 31556926 | 0 | Hz
HeatCapacityUoM | J/(kg-degC) | 1 | 0 | J/(kg-K)
HeatCapacityUoM | kJ/K | 0.001 | 0 | J/(kg-K)
HeatCapacityUoM | J/(kg-K) | 1 | 0 | J/(kg-K)
HeatCapacityUoM | Btu_IT/(lbm-degF) | 2.388459E-04 | 0 | J/(kg-K)
HeatCapacityUoM | Btu/(lbm-degF) | 2.390057E-04 | 0 | J/(kg-K)
HeatCapacityUoM | Btu_IT/K | 9.478170E-04 | 0 | J/(kg-K)
HeatCapacityUoM | Btu_IT/degR | 5.265652E-04 | 0 | J/(kg-K)
HeatCapacityUoM | Btu_th/K | 9.484517E-04 | 0 | J/(kg-K)
HeatCapacityUoM | Btu_th/degR | 5.269176E-04 | 0 | J/(kg-K)
HeatCapacityUoM | cal_IT/K | 2.388459E-04 | 0 | J/(kg-K)
HeatCapacityUoM | kcal_IT/K | 2.388459E-07 | 0 | J/(kg-K)
HeatCapacityUoM | cal/g-K | 2.390057E-04 | 0 | J/(kg-K)
HeatCapacityUoM | kcal_th/K | 2.39005736E-04 | 0 | J/(kg-K)
HeatFluxPerAreaUoM | W/m^2 | 1 | 0 | W/m^2
HeatFluxPerAreaUoM | kW/m^2 | 0.001 | 0 | W/m^2
HeatFluxPerAreaUoM | in-lbf/(s-in^2) | 5.71014715473264626437457052428e-3 | 0 | W/m^2
HeatFluxPerAreaUoM | ft-lbf/(s-ft^2) | 6.85217658567917551881456209451e-2 | 0 | W/m^2
HeatFluxPerAreaUoM | Btu/(h-ft^2) | 3.1699833062815051332303279296422E-01 | 0 | W/m^2
HeatFluxPerAreaUoM | hp/ft^2 | 1.24585028830530463986207298241e-4 | 0 | W/m^2
HeatFluxPerDistanceUoM | W/m | 1 | 0 | W/m
HeatFluxPerDistanceUoM | J/(s-m) | 1 | 0 | W/m
HeatFluxPerDistanceUoM | kW/m | 0.001 | 0 | W/m
HeatFluxPerDistanceUoM | uW/m | 1.0E6 | 0 | W/m
HeatFluxPerDistanceUoM | uW/mm | 1000 | 0 | W/m
HeatFluxPerDistanceUoM | Btu/(h-ft) | 1.040020769777396697239334248798 | 0 | W/m
HeatFluxPerDistanceUoM | hp/ft | 4.08743532908564514381889842551e-4 | 0 | W/m
HeatFluxPerDistanceUoM | in-lbf/(s-in) | 2.2480894309971048291003941340318E-1 | 0 | W/m
HeatFluxPerDistanceUoM | ft-lbf/(s-ft) | 2.2480894309971048291003941340318E-1 | 0 | W/m
HeatOfReactionUoM | J/kmol | 1000 | 0 | J/mol
HeatOfReactionUoM | kJ/kmol | 1 | 0 | J/mol
HeatOfReactionUoM | J/mol | 1 | 0 | J/mol
HeatOfReactionUoM | kJ/mol | 0.001 | 0 | J/mol
HeatOfReactionUoM | Btu/lb-mol | 0.4299 | 0 | J/mol
HeatSourceUoM | W/m^3 | 1 | 0 | W/m^3
HeatSourceUoM | kW/m^3 | 0.001 | 0 | W/m^3
HeatSourceUoM | in-lbf/(s-in^3) | 1.45037737730209215148407201699e-4 | 0 | W/m^3
HeatSourceUoM | ft-lbf/(s-ft^3) | 2.08854342331501269805224677275e-2 | 0 | W/m^3
HeatSourceUoM | Btu/(h-ft^3) | 9.66210911754602764334170580484e-2 | 0 | W/m^3
HeatSourceUoM | hp/ft^3 | 3.79735167875456854205737474817e-5 | 0 | W/m^3
IlluminanceUoM | lx | 1 | 0 | lx
IlluminanceUoM | fc | 9.290304E-02 | 0 | lx
InverseLengthUoM | 1/mm | 0.001 | 0 | 1/m
InverseLengthUoM | 1/cm | 0.01 | 0 | 1/m
InverseLengthUoM | 1/m | 1 | 0 | 1/m
InverseLengthUoM | 1/km | 1000 | 0 | 1/m
InverseLengthUoM | 1/in | 0.0254 | 0 | 1/m
InverseLengthUoM | 1/ft | 0.30478 | 0 | 1/m
InverseLengthUoM | 1/yd | 0.9144 | 0 | 1/m
InverseLengthUoM | 1/mi | 1609.344 | 0 | 1/m
JouleThompsonCoeffUoM | K/kPa | 1 | 0 | K/kPa
KinematicViscosityUoM | mm^2/s | 1.0E6 | 0 | m^2/s
KinematicViscosityUoM | m^2/s | 1 | 0 | m^2/s
KinematicViscosityUoM | ft^2/s | 1.076391E+01 | 0 | m^2/s
KinematicViscosityUoM | ft^2/h | 3875.00775 | 0 | m^2/s
KinematicViscosityUoM | cSt | 1000000 | 0 | m^2/s
KinematicViscosityUoM | St | 10000 | 0 | m^2/s
KinematicViscosityUoM | cm^2/s | 1.0E4 | 0 | m^2/s
KinematicViscosityUoM | in^2/s | 1.5500E+03 | 0 | m^2/s
LengthUoM | A | 1.00E+10 | 0 | m
LengthUoM | nm | 1.00E+09 | 0 | m
LengthUoM | mu | 1000000 | 0 | m
LengthUoM | mm | 1000 | 0 | m
LengthUoM | cm | 100 | 0 | m
LengthUoM | dm | 10 | 0 | m
LengthUoM | m | 1 | 0 | m
LengthUoM | dam | 0.1 | 0 | m
LengthUoM | hm | 0.01 | 0 | m
LengthUoM | km | 0.001 | 0 | m
LengthUoM | Mm | 0.000001 | 0 | m
LengthUoM | uin | 39370078.74015748031496062992126 | 0 | m
LengthUoM | in | 39.37007874015748031496062992126 | 0 | m
LengthUoM | ft | 3.2808398950131233595800524934383 | 0 | m
LengthUoM | yd | 1.0936132983377077865266841644794 | 0 | m
LengthUoM | mi_Int | 6.21371192237333969617434184363e-4 | 0 | m
LengthUoM | mi_US_statute | 6.213882E-04 | 0 | m
LengthUoM | mi_naut_Int | 5.399568E-04 | 0 | m
LengthUoM | mi_naut_US | 5.399568E-04 | 0 | m
LengthUoM | fathom | 0.546806659 | 0 | m
LengthUoM | league | 2.07123730745778E-04 | 0 | m
LengthUoM | league_ma | 1.79985601151908E-04 | 0 | m
LengthUoM | mil | 3.937007874015748031496062992126E+04 | 0 | m
LengthUoM | rod | 1.98838781515947E-01 | 0 | m
LengthUoM | pole | 1.98838781515947E-01 | 0 | m
LengthUoM | link | 4.97096953789867 | 0 | m
LengthUoM | chain | 0.0497096953789867 | 0 | m
LengthUoM | furlong | 4.97096953789867E-03 | 0 | m
LengthUoM | pt | 2.83464566929133858249860499721E+3 | 0 | m
LengthUoM | ell_UK | 0.874890638 | 0 | m
LengthUoM | cable_US | 5.46806649168854E-03 | 0 | m
LengthUoM | cable_US_Navy | 0.004556722 | 0 | m
LengthUoM | perch | 0.19883878 | 0 | m
LengthUoM | rope | 0.164041994 | 0 | m
LengthUoM | quarter_UK | 4.374453193 | 0 | m
LengthUoM | pace | 1.312335958 | 0 | m
LengthUoM | palm | 13.12335958 | 0 | m
LengthUoM | span | 4.374453193 | 0 | m
LengthUoM | hand | 9.842519685 | 0 | m
LengthUoM | skein | 0.00911344 | 0 | m
LengthUoM | cubit | 2.18722659 | 0 | m
LengthUoM | line_UK | 472.4409448 | 0 | m
LengthUoM | pica | 237.1062992 | 0 | m
LengthUoM | tenth | 3.937007874015748031496062992126E+02 | 0 | m
LengthUoM | hundredth | 3.937007874015748031496062992126E+03 | 0 | m
LinearPerAngularUoM | m/rad | 1 | 0 | m/rad
LinearPerAngularUoM | m/rev | 6.2831853071795864756968669827031 | 0 | m/rad
LinearPerAngularUoM | mm/rev | 6.2831853071795864756968669827031E3 | 0 | m/rad
LinearPerAngularUoM | in/rev | 2.4736950028266088495072839698433E2 | 0 | m/rad
LinearPerAngularUoM | ft/rev | 2.0614125023555073744194264480081E1 | 0 | m/rad
LoadsUoM | kg/m^3-h | 1 | 0 | kg/m^3-h
LuminanceUoM | cd/m^2 | 1 | 0 | cd/m^2
LuminanceUoM | cd/in^2 | 2.683919E-05 | 0 | cd/m^2
LuminanceUoM | nit | 1 | 0 | cd/m^2
LuminanceUoM | lm/cm^2/sr | 10000 | 0 | cd/m^2
LuminanceUoM | cd/ft^2 | 10.764 | 0 | cd/m^2
LuminousFluxUoM | lm | 1 | 0 | lm
LuminousIntensityUoM | cd | 1 | 0 | cd
MagneticFieldStrengthUoM | A/m | 1 | 0 | A/m
CapacitancePerLength | nF/km | 1.00E+12 | 0 | F/m
CapacitancePerLength | nF/m | 1.00E9 | 0 | F/m
CapacitancePerLength | nF/ft | 3.048E8 | 0 | F/m
CapacitancePerLength | mF/m | 1.00E3 | 0 | F/m
CapacitancePerLength | F/km | 1.00E3 | 0 | F/m
CapacitancePerLength | mF/ft | 3.048E2 | 0 | F/m
CapacitancePerLength | uF/m | 1.00E6 | 0 | F/m
CapacitancePerLength | pF/km | 1.00E15 | 0 | F/m
CapacitancePerLength | uF/km | 1.00E9 | 0 | F/m
CapacitancePerLength | mF/km | 1.00E6 | 0 | F/m
CapacitancePerLength | pF/ft | 3.048E+11 | 0 | F/m
CapacitancePerLength | F/ft | 0.3048 | 0 | F/m
CapacitancePerLength | F/m | 1.00 | 0 | F/m
CapacitancePerLength | pF/m | 1.00E12 | 0 | F/m
CapacitancePerLength | uF/ft | 304800 | 0 | F/m
FireLoadUOM | MJ/m^2 | 1E-06 | 0 | J/m^2
FireLoadUOM | kJ/m^2 | 0.001 | 0 | J/m^2
FireLoadUOM | J/m^2 | 1 | 0 | J/m^2
MaintenanceTimeUOM | man-hour | 1 | 0 | man-hour
MaintenanceTimeUOM | man-mounth | 0.00139 | 0 | man-hour
MaintenanceTimeUOM | man-day | 0.0417 | 0 | man-hour
LengthPerkVUoM | sm/kV | 0.1 | 0 | mm/kV
LengthPerkVUoM | mm/kV | 1 | 0 | mm/kV
PerVolumeUOM | 1/dm^3 | 1000 | 0 | 1/m^3
PerVolumeUOM | 1/m^3 | 1 | 0 | 1/m^3
RadiationDoseRateUOM | rem/h | 100 | 0 | Sv/h
RadiationDoseRateUOM | Sv/h | 1 | 0 | Sv/h
RadiationDoseRateUOM | Sv/a | 0.0001141 | 0 | Sv/h
RadiationDoseRateUOM | mSv/h | 0.001 | 0 | Sv/h
RadiationDoseRateUOM | µrem/h | 10000 | 0 | Sv/h
RadionuclideActivityPerVolumeUoM | Bq/m^3 | 1 | 0 | Bq/m^3